## Notes
Date | Sheet | Cell | Row | Comment
41673 | Solar_Data |  |  | Sofia: During the training was found that the UC for solar CAP were duplicated also in this worksheet. Insert line to deactivate
41673 | Solar | F29 |  | Sofia: During the training was found that the UC for solar CAP had interpolation rule written as LO when the UC was defined as UP. Corrected
15/05/2014 | Ocean | 22-30 |  | Alessandra: separated and updated potentials for wave and tidal, from source indicated. Original constraint in workseeh Ocean OLD
41834 | Wind |  | 129-132 | Alessandro: deleted rows 129-132
41834 | Hydro | B41:B45 AQ67 |  | Mauri: changed from EUHYDPUMP* to (EUHYDPSOUT,P_ESTHYDPS101,P_ESTHYDPS201)
41834 | Hydro | G28:G29;AJ28:AJ29 |  | Mauri: updated the UC values based on the HydroStock scenario (Eurostat data for Hydro pump storage)
41834 | Hydro | G41:G42;AJ41:42 |  | Mauri: updated the UC values based on the HydroStock scenario (Eurostat data for Hydro pump storage)
41834 | Hydro |  |  | Missing data for HR should be collected
41834 | Hydro | G2:AJ2 |  | Mauri: updated the UC values based on the HydroStock scenario (Eurostat data for Hydro pump storage)
41834 | Hydro | c70 |  | Mauri: deactivated because not coherent with the other tables
41814 | Ocean | line 7 to 20 | Alessandra: separated potentials for wave near and offshore - for 2010, 50% of potential is nearshore (by desing of scenario). For 2030 and 2050, 20% of total available for nearshore, taking into account competing uses and other factors (communication from JRC expert, D. Magagna, in June 2014). Note: this leads to lower potentials in 2020 and 2050 for nearshore than in 2010 - but it's ok, bcs of competition with offshore?? but if offshore not deployed?!
Alessandra: for countries where potentials missing, kept the old data - these are: BE, CY, FI, GR, IT, LT, MT, NL, NO, PL, RO, SE, AL, HR
31/10/2014 | Solar |  | Wouter: taken out bound on solar production cfr CAPACT is now with FX relation which means that CAP and ACT have always the same ratio
Wouter: changed the constraint to km2 rather than capacity and included different contribution of the various PV technologies based on their efficiency. Included additional potential for thinfilm, which can be put on more surfaces
| Wind | Row 12-13 and 76-77 | Wouter: increased some of the potentials in 2005 and 2020 to make it feasible with NREAP estimates
|  | AB67 | Wouter: changed the wind offshore cap to same level as UK in 2050 (multiplier of 12 was allowing a too large increase in potential in 2050)
41974 | Wind |  | Alessandra: slightly increased WON and WOF potentials for a few countries in 2015 and 2020 to allow meeting NREAP plans
14/01/2015 | Wind |  | Alessandra: slightly increased WON and WOF potentials for a few countries in 2009 and 2015 to allow meeting NREAP plans - needed further relaxation to run the 9 periods bcs of interpolation rules
42037 | Solar | C52 | Ale&Wouter: deactivated the interpolation for solar PV - \I: - as it was not allowing any investment in solar in these three countries, and this was causing a conflict with the constraint on non-decreasing capacity for CH
42053 | Solar |  | Roz 26 | Changed potential for CSP from REMIX study 2012 Y. Scholz
42166 | Wind |  | Wouter changed the offshore potential shares to 25-50-25 and leaving floating wind offshore without bound
Allowed existing EEPP_WOFF only in the categories Low and Medium depth
| Pumped hydro | Row 46 | Wouter included a potential for Pumped Hydro that is 50% higher than 2030 - potential was too limiting. Next step would be to align with report on pumped hydro: storage capacity however no cost information

## Solar_Data
Initial Data from EPIA
EUPVSOL* |  | BE | CZ | FR | DE | IT | PT | ES | Rest of Europe! | Sum |  |  |  |  | BE | CZ | FR | DE | IT | PT | ES | Rest of Europe! | Sum
| 2006 | 0.002 | 0.001 | 0.03 | 2.708 | 0.05 | 0.003 | 0.151 | 0.012 | 2.957 |  |  |  | 2006 | 0.002 | 0.001 | 0.03 | 2.708 | 0.05 | 0.003 | 0.151 | 0.012 | 2.957
| 2007 | 0.021 | 0.004 | 0.041 | 3.808 | 0.092 | 0.018 | 0.712 | 0.017012 | 4.713 |  |  |  | 2007 | 0.021 | 0.004 | 0.041 | 3.808 | 0.092 | 0.018 | 0.712 | 0.017012 | 4.713
| 2008 | 0.07 | 0.054 | 0.087 | 5.308 | 0.35 | 0.068 | 3.223 | 0.028017 | 9.188 |  |  |  | 2008 | 0.07 | 0.054 | 0.087 | 5.308 | 0.35 | 0.068 | 3.223 | 0.028017 | 9.188 | Data!
| 2009 | 0.17 | 0.134 | 0.337 | 7.308 | 0.75 | 0.108 | 3.598 | 0.12003 | 12.525 |  |  |  | 2009 | 0.17 | 0.134 | 0.337 | 7.308 | 0.75 | 0.108 | 3.598 | 0.12003 | 12.525 | Estimate
| 2010 | 0.24 | 0.224 | 0.677 | 8 | 1.35 | 0.158 | 4.098 | 0.14012 | 14.8871 |  |  |  | 2010 | 0.24 | 0.224 | 0.677 | 9.308 | 1.35 | 0.158 | 4.098 | 0.14012 | 16.1951 | Estimate
| 2013 | 2.5 | 0.644 | 4 | 45 | 20 | 0.648 | 8 | 0.95014 | 81.7421 |  |  |  | 2013 | 0.51 | 0.644 | 3.177 | 17.208 | 4.3 | 0.648 | 5.948 | 0.95014 | 33.3851 | Estimate -looks too high!!
Source: |  |  | Installed Capacity |  | For EL use what we already have..
EPIA Moderate Scenario |  |  | GWs
| AFA= | 0.10228 | 0.10879 | 0.13389 | 0.106 | 0.15435 | 0.17388 | 0.17016 | 0.12
| PJ | BE | CZ | FR | DE | IT | PT | ES | Rest of Europe!
Production: | 2006 | 0.006451 | 0.0034308 | 0.12668 | 9.0523 | 0.24338 | 0.01645 | 0.81028 | 0.045412
| 2007 | 0.067736 | 0.013723 | 0.17312 | 12.7294 | 0.44782 | 0.098701 | 3.8207 | 0.064379
| 2008 | 0.22579 | 0.18526 | 0.36736 | 17.7437 | 1.7037 | 0.37287 | 17.2949 | 0.10603
| 2009 | 0.54834 | 0.45973 | 1.423 | 24.4293 | 3.6507 | 0.59221 | 19.3072 | 0.45422
| 2010 | 0.77413 | 0.7685 | 2.8586 | 26.7425 | 6.5713 | 0.86638 | 21.9903 | 0.53026
| 2013 | 8.0638 | 2.2094 | 16.89 | 150.4267 | 97.3522 | 3.5532 | 42.9288 | 3.5956
AFAs from the model:
Tech_Name | AT | BE | BG | CH | CY | CZ | DE | DK | EE | ES | FI | FR | EL | HU | IE | IS | IT | LT | LU | LV | MT | NL | NO | PL | PT | RO | SE | SI | SK | UK
EUPVSOL201 | 0.12832 | 0.10228 | 0.14319 | 0.12832 | 0.18039 | 0.10879 | 0.106 | 0.10414 | 0.106 | 0.17016 | 0.096702 | 0.13389 | 0.15528 | 0.12925 | 0.10135 | 0.0901 | 0.15435 | 0.10786 | 0.106 | 0.10972 | 0.18596 | 0.10321 | 0.096702 | 0.10693 | 0.17388 | 0.14319 | 0.10042 | 0.12739 | 0.11902 | 0.10135
EUPVSOL101 | 0.12468 | 0.099386 | 0.13914 | 0.12468 | 0.17528 | 0.10571 | 0.103 | 0.10119 | 0.103 | 0.16534 | 0.093965 | 0.13011 | 0.15089 | 0.12559 | 0.098482 | 0.08755 | 0.14998 | 0.10481 | 0.103 | 0.10661 | 0.1807 | 0.10029 | 0.093965 | 0.1039 | 0.16896 | 0.13914 | 0.097579 | 0.12378 | 0.11565 | 0.098482
FROM Scen_UC_RES2020-RENElcPot.xls
Maximum solar PV Production
~UC_T: UC_RHSRTS~UP
UC_N | Pset_PN | Cset_CN | Year | UC_FLO | UC_RHSRTS~UP~0 | AT | BE | BG | CH | CY | CZ | DE | DK | EE | ES | FI | FR | EL | HU | IE | IS | IT | LT | LU | LV | MT | NL | NO | PL | PT | RO | SE | SI | SK | UK | AL | BA | HR | ME | MK | RS
AU_ELC_SOLPV | EEPP_PV,EUPVSOL* | ELCHIG,ELCMED,ELCLOW,INDELC | 2006 | 1 | 15 | 0.036 | 0.002 | 0 | 0 | 0 | 1.44 | 4.6728 | 0 | 0 | 0.288 | 0.004 | 0.016 | 0.001 | 0 | 0 |  | 0.007 | 0 | 0.025 | 0 | 0 | 0.051 | 0 | 0 | 0.002 | 0.00022706 | 6.3072e-05 | 6.3072e-05 | 0 | 0.011 |  |  | 6.3072e-05
| EEPP_PV,EUPVSOL* | ELCHIG,ELCMED,ELCLOW,INDELC | 2010 | 1 |  | AT: 5.5944; BE: 0.77413; CZ: 1.7307; DE: 24.4293; DK: 0; ES: 21.9903; HU: 0.864; IE: 0; IT: 6.5713; LV: 0; PL: 1.08; PT: 1.08; RO: 0.0011353; SE: 0.00031536; SI: 0.00031536; SK: 0.36; HR: 0.00031536
| EEPP_PV,EUPVSOL* | ELCHIG,ELCMED,ELCLOW,INDELC | 2015 | 1 |  | AT: 14.4522; BE: 8.0638; CZ: 2.2094; DE: 166.95; FR: 16.89; HU: 1.728; IT: 97.3522; PL: 2.16; RO: 0.0045412; SK: 0.72
| EEPP_PV,EUPVSOL* | ELCHIG,ELCMED,ELCLOW,INDELC | 2020 | 1 |  | 23.31 | 8.0638 | 2.5 |  | 0.072 | 2.88 | 166.95 | 1.8 |  | 124.41 | 2.16 | 21.276 | 4.54 | 2.592 | 1.116 |  | 97.3522 | 0.108 | 0.108 | 0.072 | 0.036 | 4.32 | 8.79 | 3.24 | 58.644 | 0.18922 | 4.644 | 0.108 | 1.08 | 15.552 |  |  | 0.108
| EEPP_PV,EUPVSOL* | ELCHIG,ELCMED,ELCLOW,INDELC | 2030 | 1 |  | AT: 55.4778; BG: 3.5; CZ: 2.88; DE: 250.425; EE: 0; FR: 43.2; HU: 4.32; PL: 5.4; RO: 0.936; SK: 1.8
| EEPP_PV,EUPVSOL* | ELCHIG,ELCMED,ELCLOW,INDELC | 2050 | 1 | [6 empty] | 20.3282 | 333.9 | 12.2094 | 0 | 315.6237 | 27.2034 | 127.8417 | 132.697 | 44.9653 | 11.0327 |  | 97.3522 | 0.108 | 0.108 | 0.072 | 0.036 | 11.0327 | 20.9266 | 72 | 58.644 | 0.936 | 4.644 | 37.3711 | 16.7 | 15.552
| Comparison based on 10 m2/capita |  |  |  |  | 294.9682 | 383.2004 | 336.0607 | 288.9895 | 42.7506 | 363.5586 | 2870.4532 | 203.574 | 45.0782 | 2372.046 | 183.0612 | 2622.7697 | 601.758 | 379.4495 | 168.3926 | 53.6595 | 2857.3087 | 111.8975 | 17.1511 | 75.6292 | 21.9819 | 614.1375 | 166.1889 | 1371.6974 | 580.1366 | 866.7268 | 319.5253 | 155.9845 | 185.9155 | 2253.4987
Max solar PV surface use (km2)
UC_T: UC_RHSRTS~UP
UC_N | Pset_PN | Cset_CN | Year | UC_CAP | UC_RHSRTS~LO~0 | AT | BE | BG | CH | CY | CZ | DE | DK | EE | ES | FI | FR | EL | HU | IE | IS | IT | LT | LU | LV | MT | NL | NO | PL | PT | RO | SE | SI | SK | UK | AL | BA | HR | ME | MK | RS
AL_ELC_SOLPV-CAP | EEPP_PV,EUPVSOL*201 |  | 2006 | 7.8431 | 15 | 41.8764 | 54.1995 | 37.8186 | 38.929 | 4.0157 | 52.5341 | 409.0113 | 27.6737 | 6.7006 | 229.9451 | 26.7571 | 313.9959 | 56.5256 | 50.0716 | 22.3393 | 7.8431 | 301.7016 | 16.6452 | 2.5103 | 11.2419 | 2.0648 | 82.8749 | 24.291 | 190.8366 | 53.1886 | 107.3109 | 46.7034 | 20.4698 | 27.1246 | 310.0402 |  |  | 20.4698
| EEPP_PV,EUPVSOL*201 |  | 2050 | 3.9216 |  | 83.7529 | 108.3991 | 75.6371 | 77.8581 | 8.0315 | 105.0681 | 818.0226 | 55.3474 | 13.4013 | 459.8902 | 53.5143 | 627.9918 | 113.0512 | 100.1432 | 44.6785 | 15.6863 | 603.4033 | 33.2904 | 5.0207 | 22.4837 | 4.1297 | 165.7499 | 48.582 | 381.6733 | 106.3771 | 214.6219 | 93.4068 | 40.9395 | 54.2493 | 620.0805 |  |  | 40.9395
| EUPVSOL*101 |  | 2006 | 10.6952
| EUPVSOL*101 |  | 2050 | 5.3476
| EUPVSOLHC01 |  | 2006 | 6.5359 |  | SI: 9.8
| EUPVSOLHC01 |  | 2050 | 3.268
[6 empty] | 15.6863 | 19.6078 | 15.6863 | 15.6863 | 7.8431 | 31.3725 | 352.9412 | 7.8431 | 7.8431 | 62.7451 | 15.6863 | 31.3725 | 15.6863 | 15.6863 | 15.6863 | 7.8431 | 156.8627 | 7.8431 | 7.8431 | 7.8431 | 7.8431 | 15.6863 | 15.6863 | 15.6863 | 5.0824 | 7.8431 | 7.8431 | 7.8431 | 7.8431 | 15.6863 |  |  | 7.8431
km²/GW
[6 empty] | 7.8431 | m2/W
|  |  |  | 2015 GW limit |  | 2 | 2.5 | 2 | 2 | 1 | 4 | 45 | 1 | 1 | 8 | 2 | 4 | 2 | 2 | 2 | 1 | 20 | 1 | 1 | 1 | 1 | 2 | 2 | 2 | 0.648 | 1 | 1 | 1 | 1 | 2 |  |  | 1
|  |  |  | Existing capacities GW |  | AT: 0.313; BE: 1.389; BG: 0.152; CH: 0.108; CZ: 1.909; DE: 32.758; DK: 0.01; ES: 4.332; FR: 2.758; EL: 0.6; IT: 12.773; LU: 0.036; MT: 0.017; NL: 0.139; NO: 0.007; PT: 0.167; SI: 0.053; SK: 0.188; UK: 0.965
[11 empty] | 0.3 | efficiency of PV in 2050
[6 empty] | Capacity (annual average if sunny) |  |  |  |  | 850 | Average radiation W/m2 (if sun and depending on orientation)
|  | Solar Radiation (fromTECHREP ElC_TRANS, DE=1) |  |  |  | CZ: Efficiency; DE: 2006; DK: 2050
[11 empty] | Reference | 0.15 | 0.3
[11 empty] | CiSi | 0.15 | 0.3
[11 empty] | Thin Film | 0.11 | 0.22
[11 empty] | Concentrated PV | 0.18 | 0.36
[6 empty] | AT | BE | BG | CH | CY | CZ | DE | DK | EE | ES | FI | FR | EL | HU | IE | IS | IT | LT | LU | LV | MT | NL | NO | PL | PT | RO | SE | SI | SK | UK
[5 empty] | potential km2 | 8387000 | 3052800 | 11091000 | 4129000 | 925000 | 7886600 | 35702100 | 4309400 | 4522600 | 7886600 | 33814500 | 54703000 | 13194000 | 9303000 | 7028000 | 10300000 | 30123000 | 6520000 | 258600 | 6458900 | 31600 | 4152600 | 32422000 | 31268500 | 8924200 | 23750000 | 44996400 | 2027300 | 4884500 | 24482000
[5 empty] | POP 2010 | 8375290 | 10839905 | 7563710 | 7785806 | 803147 | 10506813 | 81802257 | 5534738 | 1340127 | 45989016 | 5351427 | 62799180 | 11305118 | 10014324 | 4467854 | 317630 | 60340328 | 3329039 | 502066 | 2248374 | 412970 | 16574989 | 4858199 | 38167329 | 10637713 | 21462186 | 9340682 | 2046976 | 5424925 | 62008048
[5 empty] | 2 | 4.2714 | 5.5284 | 3.8575 | 3.9708 | 0.4096 | 5.3585 | 41.7192 | 2.8227 | 0.68346 | 23.4544 | 2.7292 | 32.0276 | 5.7656 | 5.1073 | 2.2786 | 0.16199 | 30.7736 | 1.6978 | 0.25605 | 1.1467 | 0.21061 | 8.4532 | 2.4777 | 19.4653 | 5.4252 | 10.9457 | 4.7637 | 1.044 | 2.7667 | 31.6241
[5 empty] | 10 | 21.357 | 27.6418 | 19.2875 | 19.8538 | 2.048 | 26.7924 | 208.5958 | 14.1136 | 3.4173 | 117.272 | 13.6461 | 160.1379 | 28.8281 | 25.5365 | 11.393 | 0.80996 | 153.8678 | 8.489 | 1.2803 | 5.7334 | 1.0531 | 42.2662 | 12.3884 | 97.3267 | 27.1262 | 54.7286 | 23.8187 | 5.2198 | 13.8336 | 158.1205
[5 empty] | 20 | 42.714 | 55.2835 | 38.5749 | 39.7076 | 4.096 | 53.5847 | 417.1915 | 28.2272 | 6.8346 | 234.544 | 27.2923 | 320.2758 | 57.6561 | 51.0731 | 22.7861 | 1.6199 | 307.7357 | 16.9781 | 2.5605 | 11.4667 | 2.1061 | 84.5324 | 24.7768 | 194.6534 | 54.2523 | 109.4571 | 47.6375 | 10.4396 | 27.6671 | 316.241
[5 empty] | m2/capita | GWe,peak | GWe,peak | GWe,peak | GWe,peak | GWe,peak | GWe,peak | GWe,peak | GWe,peak | GWe,peak | GWe,peak | GWe,peak | GWe,peak | GWe,peak | GWe,peak | GWe,peak | GWe,peak | GWe,peak | GWe,peak | GWe,peak | GWe,peak | GWe,peak | GWe,peak | GWe,peak | GWe,peak | GWe,peak | GWe,peak | GWe,peak | GWe,peak | GWe,peak | GWe,peak
Annual AF from JET-model, SubRES_ELC_IET
[6 empty] | AT | BE | BG | CH | CY | CZ | DE | DK | EE | ES | FI | FR | EL | HU | IE | IS | IT | LT | LU | LV | MT | NL | NO | PL | PT | RO | SE | SI | SK | UK | AL | BA | HR | ME | MK | RS | KS
[6 empty] | 0.11181 | 0.11223 | 0.14105 | 0.11783 | 0.16898 | 0.10985 | 0.1114 | 0.11677 | 0.10679 | 0.16374 | 0.1086 | 0.13259 | 0.16898 | 0.12029 | 0.11965 | 0.1086 | 0.15033 | 0.10671 | 0.10845 | 0.10679 | 0.16898 | 0.11763 | 0.1086 | 0.11409 | 0.17313 | 0.1282 | 0.1086 | 0.12096 | 0.1088 | 0.11537 | 0.1282 | 0.1282 | 0.1282 | 0.1282 | 0.1282 | 0.1282 | 0.1282
| Region\Year | AT | BE | BG | CH | CZ | DE | DK | ES | FR | EL | IT | LU | MT | NL | NO | PT | SI | SK | UK
| 2005 | AT: 0.03; CH: 0.026; DE: 1.508; ES: 0.06; FR: 0.013; IT: 0.034; LU: 0.024; NL: 0.051; NO: 0.007; UK: 0.011
| 2006 | AT: 0.006; DE: 1.323; ES: 0.109; IT: 0.011
| 2007 | BE: 0.018; CH: 0.005; DE: 0.98; ES: 0.57; FR: 0.011; IT: 0.042; PT: 0.021
| 2008 | AT: 0.009; BE: 0.042; CH: 0.011; CZ: 0.036; DE: 1.522; ES: 2.65; FR: 0.054; IT: 0.345; PT: 0.035; UK: 0.005
| 2009 | AT: 0.022; BE: 0.324; CH: 0.026; CZ: 0.425; DE: 4.467; ES: 0.099; FR: 0.183; EL: 0.034; IT: 0.71; NL: 0.011; PT: 0.056
| 2010 | 0.083 | 0.518 | 0.023 | 0.04 | 1.262 | 7.52 |  | 0.433 | 0.767 | 0.156 | 2.328 |  |  | 0.02 |  | 0.019 | 0.008 | 0.019 | 0.05
| 2011 | 0.163 | 0.487 | 0.129 |  | 0.186 | 7.719 | 0.01 | 0.411 | 1.73 | 0.41 | 9.303 | 0.012 | 0.017 | 0.057 |  | 0.036 | 0.045 | 0.169 | 0.899
| 2012 | DE: 7.719
Note on F10: ese-veda01: WN: In 2012 DE had 32 GWe
Note on D18: ese-veda01: WN: there was an error in the cell reference
Note on V39: Maurizio Gargiulo: See also the SubRes_Trans file, sheet TechSelection
Note on AC40: Maurizio Gargiulo: Source IER
Note on M42: ese-veda01: WN: in 2012 production was close to 30 TWh with a capacity of 32 Gwe.
Note on H43: ese-veda01: Changed as higher already in 2012
Note on P43: GG: 18.47PJ according to OPTRES according to CIEMAT 124.41PJ with a higher price in the installed capacity (they are proposing a two step approach for the price of the installed capacity of PV see the excel I am sending )
Note on S43: GG: I have increased it a bit according to our new national Energy Plan (2008)
Note on AC43: Maurizio Gargiulo: Source IER
Note on S52: KanORS: GG says
Note on AH54: ese-veda01: Increased so in line with original number in file UC_Realisegrid.
Note on AH57: ese-veda01: Increased so in line with original number in file UC_Realisegrid.

## Solar
~UC_Sets: R_E: AllRegions
Maximum Solar Thermal Capacity
~UC_T: UC_RHSRTS~UP
UC_N | Pset_PN | Cset_CN | Year | UC_CAP | UC_RHSRTS~UP~0 | AT | BE | BG | CH | CY | CZ | DE | DK | EE | ES | FI | FR | EL | HU | IE | IS | IT | LT | LU | LV | MT | NL | NO | PL | PT | RO | SE | SI | SK | UK | AL | BA | HR | ME | MK | RS
AU_ELC_SOLTHE | EEPP_CSP,EUCSP* |  | 2020 | 1 | 15 | CY: 0.5; ES: 5.597; EL: 0.9; IT: 0.45; PT: 2.4
| EEPP_CSP,EUCSP* |  | 2030 | 1 |  | IT: 0.97; PT: 120
| EEPP_CSP,EUCSP* |  | 2050 | 1 |  | CY: 13.95; ES: 875.556; FR: 26.622; EL: 16.938; IT: 37.755; MT: 0.378; PT: 129.069
Max solar PV residential roofs
~UC_T: UC_RHSRTS~UP
UC_N | Pset_PN | Cset_CN | Year | UC_CAP | UC_RHSRTS~UP~0 | AT | BE | BG | CH | CY | CZ | DE | DK | EE | ES | FI | FR | EL | HU | IE | IS | IT | LT | LU | LV | MT | NL | NO | PL | PT | RO | SE | SI | SK | UK | AL | BA | HR | ME | MK | RS
AU_ELC_SOLPV-CAP-Resid | EEPP_PV |  | 2006 | 0.5 | 15 | 9.2228 | 12.3824 | 8.3071 | 9.9269 | 1.0173 | 11.6236 | 85.5989 | 6.3242 | 1.5219 | 46.4877 | 6.359 | 69.4128 | 11.3796 | 11.0237 | 4.8818 | 0.40498 | 63.7669 | 3.5269 | 0.58084 | 2.2381 | 0.43427 | 17.286 | 6.1942 | 39.5369 | 10.4396 | 22.2407 | 11.0203 | 2.1168 | 5.9136 | 65.6007 |  |  | 4.4991
| EUPVSOLS101 |  | 2006 | 1
|  |  | 2050 |  |  | 18.4456 | 24.7647 | 16.6141 | 19.8538 | 2.0346 | 23.2473 | 171.1978 | 12.6484 | 3.0438 | 92.9754 | 12.7181 | 138.8255 | 22.7593 | 22.0474 | 9.7635 | 0.80996 | 127.5338 | 7.0537 | 1.1617 | 4.4762 | 0.86853 | 34.572 | 12.3884 | 79.0738 | 20.8791 | 44.4814 | 22.0406 | 4.2336 | 11.8271 | 131.2014 |  |  | 8.9982
Max solar PV industrial roofs
~UC_T: UC_RHSRTS~UP
UC_N | Pset_PN | Cset_CN | Year | UC_CAP | UC_RHSRTS~UP~0 | AT | BE | BG | CH | CY | CZ | DE | DK | EE | ES | FI | FR | EL | HU | IE | IS | IT | LT | LU | LV | MT | NL | NO | PL | PT | RO | SE | SI | SK | UK | AL | BA | HR | ME | MK | RS
AU_ELC_SOLPV-CAP-Comm | EEPP_PV |  | 2006 | 0.25 | 15 | 8.6985 | 11.5716 | 7.6924 | 9.9269 | 0.87153 | 10.7925 | 82.8572 | 5.8618 | 1.3469 | 40.7472 | 5.7149 | 65.4927 | 10.0857 | 10.2545 | 5.0088 | 0.40498 | 56.5821 | 2.993 | 0.6028 | 2.0894 | 0.38263 | 16.8387 | 6.1942 | 40.9192 | 9.7442 | 20.2132 | 10.0593 | 2.1968 | 5.7337 | 65.0688 |  |  | 4.6147
| EUPVSOLS201 |  | 2006 | 1
|  |  | 2050 |  |  | 17.3971 | 23.1433 | 15.3849 | 19.8538 | 1.7431 | 21.585 | 165.7143 | 11.7237 | 2.6938 | 81.4945 | 11.4298 | 130.9854 | 20.1713 | 20.509 | 10.0176 | 0.80996 | 113.1642 | 5.9859 | 1.2056 | 4.1789 | 0.76525 | 33.6775 | 12.3884 | 81.8383 | 19.4884 | 40.4265 | 20.1185 | 4.3937 | 11.4674 | 130.1377 |  |  | 9.2295
Max solar PV utility
~UC_T: UC_RHSRTS~UP
UC_N | Pset_PN | Cset_CN | Year | UC_CAP | UC_RHSRTS~UP~0 | AT | BE | BG | CH | CY | CZ | DE | DK | EE | ES | FI | FR | EL | HU | IE | IS | IT | LT | LU | LV | MT | NL | NO | PL | PT | RO | SE | SI | SK | UK | AL | BA | HR | ME | MK | RS
AU_ELC_SOLPV-CAP-Ground | EEPP_PV |  | 2006 | 0.25 | 15 | 74.478 | 45.246 | 165.186 | 37.239 | 8.277 | 116.283 | 468.771 | 81.168 | 30.633 | 424.566 | 34.575 | 868.539 | 164.646 | 174.87 | 126.708 | 126.708 | 428.37 | 105.462 | 2.844 | 53.82 | 0.237 | 56.556 | 68.976 | 471.882 | 51.612 | 419.478 | 68.976 | 18.111 | 62.754 | 320.604 |  |  | 52.395
| EUPVSOLL*,EUPVSOLHC01 |  | 2006 | 1
|  |  | 2050 |  |  | 223.434 | 135.738 | 495.558 | 111.717 | 24.831 | 348.849 | 1406.313 | 243.504 | 91.899 | 1273.698 | 103.725 | 2605.617 | 493.938 | 524.61 | 380.124 | 380.124 | 1285.11 | 316.386 | 8.532 | 161.46 | 0.711 | 169.668 | 206.928 | 1415.646 | 154.836 | 1258.434 | 206.928 | 54.333 | 188.262 | 961.812 |  |  | 157.185
Note on V8: Maurizio Gargiulo: See also the SubRes_Trans file, sheet TechSelection

## Solar CSP 30% EFF and 3%
Assuming 300 MW/km2 and 3% of the available natural areas
Capacity factor, South orientation 45% |  | 11.75% | 11.18% | 10.36% | 13.35% | 13.15% | 17.85% | 10.57% | 10.21% | 9.536% | 9.299% | 12.27% | 10.36% | 15.64% | 12.55% | 9.237% | 14% | 9.761% | 9.842% | 10.24% | 17.54% | 10.26% | 10.44% | 11.85% | 12.69% | 11.37% | 12.08% | 14.55% | 9.343% | 9.579%
Assuming a Performance Ratio of 0.75
|  | [GWe] | [GWe] | [GWe] | [GWe] | [GWe] | [GWe] | [GWe] | [GWe] | [GWe] | [GWe] | [GWe] | [GWe] | [GWe] | [GWe] | [GWe] | [GWe] | [GWe] | [GWe] | [GWe] | [GWe] | [GWe] | [GWe] | [GWe] | [GWe] | [GWe] | [GWe] | [GWe] | [GWe] | [GWe]
Surface | Technology | EU28 | Austria | Belgium | Bulgaria | Croatia | Cyprus | Czech Republic | Denmark | Estonia | Finland | France | Germany | Greece | Hungary | Ireland | Italy | Latvia | Lithuania | Luxembourg | Malta | Netherlands | Poland | Portugal | Romania | Slovakia | Slovenia | Spain | Sweden | United Kingdom
|  |  | AT | BE | BG | HR | CY | CZ | DK | EE | FI | FR | DE | EL | HU | IE | IT | LV | LT | LU | MT | NL | PL | PT | RO | SK | SI | ES | SE | UK
TOTAL | [] | 17871.0646 | 259.2767 | 183.646 | 527.557 | 175.5116 | 42.5587 | 393.6813 | 267.8761 | 97.6365 | 127.8729 | 2902.0499 | 1743.2251 | 553.8066 | 567.1663 | 399.9052 | 1563.563 | 170.1151 | 329.4257 | 10.8993 | 2.7228 | 237.9175 | 1576.5581 | 324.2725 | 1343.3418 | 211.5565 | 62.9603 | 2323.7239 | 249.0871 | 1223.1511
residential areas roof-top 45 degree south | PV | 147.1031 | 2.7245 | 3.5403 | 2.5242 | 1.3348 | 0.3099 | 3.3114 | 1.9822 | 0.39765 | 2.011 | 20.5208 | 23.8831 | 2.5724 | 3.4898 | 1.4603 | 13.8864 | 0.61517 | 1.0227 | 0.16401 | 0.11871 | 4.9663 | 11.4046 | 2.9831 | 7.1169 | 1.7553 | 0.57926 | 9.99 | 3.2525 | 19.1857
residential areas roof-top 45 degree east | PV | 98.0687 | 1.8163 | 2.3602 | 1.6828 | 0.88989 | 0.2066 | 2.2076 | 1.3215 | 0.2651 | 1.3406 | 13.6805 | 15.922 | 1.7149 | 2.3265 | 0.97354 | 9.2576 | 0.41012 | 0.68181 | 0.10934 | 0.079142 | 3.3109 | 7.603 | 1.9887 | 4.7446 | 1.1702 | 0.38617 | 6.66 | 2.1683 | 12.7905
residential areas roof-top 45 degree west | PV | 98.0687 | 1.8163 | 2.3602 | 1.6828 | 0.88989 | 0.2066 | 2.2076 | 1.3215 | 0.2651 | 1.3406 | 13.6805 | 15.922 | 1.7149 | 2.3265 | 0.97354 | 9.2576 | 0.41012 | 0.68181 | 0.10934 | 0.079142 | 3.3109 | 7.603 | 1.9887 | 4.7446 | 1.1702 | 0.38617 | 6.66 | 2.1683 | 12.7905
residential areas roof-top latitude tilt | PV | 153.8838 | 2.2585 | 3.4557 | 2.0811 | 1.0349 | 0.26895 | 3.2775 | 1.368 | 0.55498 | 1.4423 | 17.0162 | 23.5711 | 4.5882 | 2.2578 | 1.0938 | 27.231 | 0.70174 | 1.0825 | 0.15428 | 0.11699 | 4.1018 | 9.5418 | 2.6538 | 4.3485 | 1.4492 | 0.57709 | 20.2109 | 2.9925 | 14.4524
residential areas facade south | PV | 190.7875 | 3.2766 | 4.3494 | 2.8811 | 1.6162 | 0.34753 | 4.081 | 2.2184 | 0.52031 | 2.1945 | 24.6425 | 30.6332 | 4.0563 | 3.8822 | 1.7541 | 22.6337 | 0.7797 | 1.195 | 0.20824 | 0.15818 | 6.294 | 14.3071 | 3.7549 | 7.8422 | 2.094 | 0.7683 | 16.4848 | 3.8197 | 23.9941
residential areas facade east | PV | 190.7875 | 3.2766 | 4.3494 | 2.8811 | 1.6162 | 0.34753 | 4.081 | 2.2184 | 0.52031 | 2.1945 | 24.6425 | 30.6332 | 4.0563 | 3.8822 | 1.7541 | 22.6337 | 0.7797 | 1.195 | 0.20824 | 0.15818 | 6.294 | 14.3071 | 3.7549 | 7.8422 | 2.094 | 0.7683 | 16.4848 | 3.8197 | 23.9941
residential areas facade west | PV | 190.7875 | 3.2766 | 4.3494 | 2.8811 | 1.6162 | 0.34753 | 4.081 | 2.2184 | 0.52031 | 2.1945 | 24.6425 | 30.6332 | 4.0563 | 3.8822 | 1.7541 | 22.6337 | 0.7797 | 1.195 | 0.20824 | 0.15818 | 6.294 | 14.3071 | 3.7549 | 7.8422 | 2.094 | 0.7683 | 16.4848 | 3.8197 | 23.9941
industrial areas roof-top 45 degree south | PV | 65.1151 | 1.1314 | 1.5129 | 1.0188 | 0.61864 | 0.11296 | 1.4066 | 0.76971 | 0.17527 | 0.75245 | 8.5271 | 10.7957 | 1.2397 | 1.3442 | 0.67175 | 6.9797 | 0.27466 | 0.38813 | 0.081161 | 0.04622 | 2.165 | 5.4606 | 1.2404 | 2.6166 | 0.75899 | 0.29178 | 4.9963 | 1.322 | 8.4164
industrial areas roof-top 45 degree east | PV | 43.4101 | 0.75424 | 1.0086 | 0.67921 | 0.41243 | 0.075307 | 0.93775 | 0.51314 | 0.11685 | 0.50163 | 5.6847 | 7.1971 | 0.82647 | 0.89613 | 0.44783 | 4.6531 | 0.18311 | 0.25876 | 0.054108 | 0.030813 | 1.4434 | 3.6404 | 0.82694 | 1.7444 | 0.506 | 0.19452 | 3.3309 | 0.88132 | 5.6109
industrial areas roof-top 45 degree west | PV | 43.4101 | 0.75424 | 1.0086 | 0.67921 | 0.41243 | 0.075307 | 0.93775 | 0.51314 | 0.11685 | 0.50163 | 5.6847 | 7.1971 | 0.82647 | 0.89613 | 0.44783 | 4.6531 | 0.18311 | 0.25876 | 0.054108 | 0.030813 | 1.4434 | 3.6404 | 0.82694 | 1.7444 | 0.506 | 0.19452 | 3.3309 | 0.88132 | 5.6109
industrial areas roof-top latitude tilt | PV | 506.4511 | 8.7994 | 11.7672 | 7.9242 | 4.8117 | 0.87859 | 10.9404 | 5.9866 | 1.3632 | 5.8524 | 66.3219 | 83.9666 | 9.6422 | 10.4548 | 5.2247 | 54.2867 | 2.1363 | 3.0188 | 0.63125 | 0.35949 | 16.8392 | 42.471 | 9.6476 | 20.3509 | 5.9033 | 2.2694 | 38.8604 | 10.282 | 65.4608
industrial areas facade south | PV | 117.2278 | 1.986 | 2.6153 | 1.6945 | 0.99143 | 0.2003 | 2.4541 | 1.3137 | 0.30718 | 1.2739 | 14.9223 | 18.8526 | 2.5455 | 2.3059 | 1.0752 | 14.1972 | 0.46725 | 0.68716 | 0.12832 | 0.099307 | 3.9288 | 8.8753 | 2.3155 | 4.6567 | 1.2644 | 0.48116 | 10.3253 | 2.2506 | 15.0129
industrial areas facade east | PV | 117.2278 | 1.986 | 2.6153 | 1.6945 | 0.99143 | 0.2003 | 2.4541 | 1.3137 | 0.30718 | 1.2739 | 14.9223 | 18.8526 | 2.5455 | 2.3059 | 1.0752 | 14.1972 | 0.46725 | 0.68716 | 0.12832 | 0.099307 | 3.9288 | 8.8753 | 2.3155 | 4.6567 | 1.2644 | 0.48116 | 10.3253 | 2.2506 | 15.0129
industrial areas facade west | PV | 117.2278 | 1.986 | 2.6153 | 1.6945 | 0.99143 | 0.2003 | 2.4541 | 1.3137 | 0.30718 | 1.2739 | 14.9223 | 18.8526 | 2.5455 | 2.3059 | 1.0752 | 14.1972 | 0.46725 | 0.68716 | 0.12832 | 0.099307 | 3.9288 | 8.8753 | 2.3155 | 4.6567 | 1.2644 | 0.48116 | 10.3253 | 2.2506 | 15.0129
natural areas agriculture high irradiation | CSP - before storage | 1055.2454 | 0 | 0 | 0 | 0.058676 | 4.3443 | 0 | 0 | 0 | 0 | 25.7865 | 0 | 12.5738 | 0 | 0 | 33.8117 | 0 | 0 | 0 | 0.378 | 0 | 0 | 125.3871 | 0 | 0 | 0 | 852.9053 | 0 | 0
natural areas agriculture low irradiation | PV - ground | 13882.6456 | 222.1515 | 119.3589 | 473.2641 | 136.1465 | 7.7328 | 342.3143 | 235.9431 | 91.899 | 103.725 | 2470.2683 | 1284.1092 | 347.4021 | 471.3226 | 380.124 | 1177.6337 | 161.46 | 270.6781 | 8.532 | 0.711 | 157.1472 | 1390.5698 | 145.9808 | 1256.5333 | 188.262 | 54.333 | 1240.1218 | 205.5115 | 939.4101
natural areas non-agriculture high irradiation | CSP - before storage | 45.1216 | 0 | 0 | 0 | 0.040324 | 9.6057 | 0 | 0 | 0 | 0 | 0.83546 | 0 | 4.3642 | 0 | 0 | 3.9433 | 0 | 0 | 0 | 0 | 0 | 0 | 3.6819 | 0 | 0 | 0 | 22.6507 | 0 | 0
natural areas non-agriculture low irradiation | PV - ground | 808.4954 | 1.2825 | 16.3791 | 22.2939 | 21.0385 | 17.0982 | 6.5347 | 7.5609 | 0 | 0 | 135.3487 | 122.2038 | 146.5359 | 53.2874 | 0 | 107.4763 | 0 | 45.7079 | 0 | 0 | 12.5208 | 25.0762 | 8.8552 | 1.9007 | 0 | 0 | 33.5762 | 1.4165 | 22.4019
| PV resid | 1069.4867 | 18.4456 | 24.7647 | 16.6141 | 8.9982 | 2.0346 | 23.2473 | 12.6484 | 3.0438 | 12.7181 | 138.8255 | 171.1978 | 22.7593 | 22.0474 | 9.7635 | 127.5338 | 4.4762 | 7.0537 | 1.1617 | 0.86853 | 34.572 | 79.0738 | 20.8791 | 44.4814 | 11.8271 | 4.2336 | 92.9754 | 22.0406 | 131.2014
| PV industrial roofs | 1010.0699 | 17.3971 | 23.1433 | 15.3849 | 9.2295 | 1.7431 | 21.585 | 11.7237 | 2.6938 | 11.4298 | 130.9854 | 165.7143 | 20.1713 | 20.509 | 10.0176 | 113.1642 | 4.1789 | 5.9859 | 1.2056 | 0.76525 | 33.6775 | 81.8383 | 19.4884 | 40.4265 | 11.4674 | 4.3937 | 81.4945 | 20.1185 | 130.1377
| PV -ground | 14691.141 | 223.434 | 135.738 | 495.558 | 157.185 | 24.831 | 348.849 | 243.504 | 91.899 | 103.725 | 2605.617 | 1406.313 | 493.938 | 524.61 | 380.124 | 1285.11 | 161.46 | 316.386 | 8.532 | 0.711 | 169.668 | 1415.646 | 154.836 | 1258.434 | 188.262 | 54.333 | 1273.698 | 206.928 | 961.812
| CSP - before storage | 1100.367 | 0 | 0 | 0 | 0.099 | 13.95 | 0 | 0 | 0 | 0 | 26.622 | 0 | 16.938 | 0 | 0 | 37.755 | 0 | 0 | 0 | 0.378 | 0 | 0 | 129.069 | 0 | 0 | 0 | 875.556 | 0 | 0
|  | [TWh] | [TWh] | [TWh] | [TWh] | [TWh] | [TWh] | [TWh] | [TWh] | [TWh] | [TWh] | [TWh] | [TWh] | [TWh] | [TWh] | [TWh] | [TWh] | [TWh] | [TWh] | [TWh] | [TWh] | [TWh] | [TWh] | [TWh] | [TWh] | [TWh] | [TWh] | [TWh] | [TWh] | [TWh]
Surface | Technology | EU28 | Austria | Belgium | Bulgaria | Croatia | Cyprus | Czech Republic | Denmark | Estonia | Finland | France | Germany | Greece | Hungaria | Ireland | Italy | Latvia | Lithuania | Luxemburg | Malta | Netherlands | Poland | Portugal | Romania | Slovakia | Slovenia | Spain | Sweden | United Kingdom
TOTAL | [] | 18399.6754 | 253.9978 | 166.5906 | 617.0058 | 202.1402 | 66.5364 | 364.3585 | 239.6338 | 81.5572 | 104.1657 | 3119.0518 | 1581.5076 | 758.9526 | 623.5445 | 323.5816 | 1917.1312 | 145.457 | 284.0219 | 9.773 | 4.1847 | 213.8293 | 1441.304 | 336.485 | 1493.6597 | 210.6605 | 66.6441 | 2961.5963 | 203.8687 | 1026.3182
residential areas roof-top 45 degree south | PV | 151.4543 | 2.669 | 3.2115 | 2.9522 | 1.5374 | 0.4845 | 3.0648 | 1.7732 | 0.33216 | 1.6381 | 22.0552 | 21.6674 | 3.5253 | 3.8367 | 1.1816 | 17.0265 | 0.526 | 0.88176 | 0.14706 | 0.18245 | 4.4635 | 10.4262 | 3.0954 | 7.9133 | 1.7479 | 0.61316 | 12.7323 | 2.662 | 16.0983
residential areas roof-top 45 degree east | PV | 100.9695 | 1.7794 | 2.141 | 1.9681 | 1.0249 | 0.323 | 2.0432 | 1.1822 | 0.22144 | 1.0921 | 14.7035 | 14.445 | 2.3502 | 2.5578 | 0.78774 | 11.351 | 0.35067 | 0.58784 | 0.09804 | 0.12164 | 2.9757 | 6.9508 | 2.0636 | 5.2755 | 1.1653 | 0.40877 | 8.4882 | 1.7747 | 10.7322
residential areas roof-top 45 degree west | PV | 100.9695 | 1.7794 | 2.141 | 1.9681 | 1.0249 | 0.323 | 2.0432 | 1.1822 | 0.22144 | 1.0921 | 14.7035 | 14.445 | 2.3502 | 2.5578 | 0.78774 | 11.351 | 0.35067 | 0.58784 | 0.09804 | 0.12164 | 2.9757 | 6.9508 | 2.0636 | 5.2755 | 1.1653 | 0.40877 | 8.4882 | 1.7747 | 10.7322
residential areas roof-top latitude tilt | PV | 158.4356 | 2.2125 | 3.1348 | 2.434 | 1.1919 | 0.42047 | 3.0334 | 1.2238 | 0.46358 | 1.1749 | 18.2886 | 21.3845 | 6.2879 | 2.4822 | 0.88501 | 33.3888 | 0.60002 | 0.93328 | 0.13834 | 0.17981 | 3.6865 | 8.7232 | 2.7537 | 4.8351 | 1.4431 | 0.61085 | 25.7589 | 2.4493 | 12.1267
residential areas facade south | PV | 196.4308 | 3.2099 | 3.9455 | 3.3695 | 1.8614 | 0.54333 | 3.777 | 1.9845 | 0.43462 | 1.7877 | 26.4851 | 27.7914 | 5.5588 | 4.2682 | 1.4193 | 27.7519 | 0.66669 | 1.0303 | 0.18672 | 0.24311 | 5.6568 | 13.0797 | 3.8963 | 8.7198 | 2.0852 | 0.81326 | 21.01 | 3.1263 | 20.1329
residential areas facade east | PV | 196.4308 | 3.2099 | 3.9455 | 3.3695 | 1.8614 | 0.54333 | 3.777 | 1.9845 | 0.43462 | 1.7877 | 26.4851 | 27.7914 | 5.5588 | 4.2682 | 1.4193 | 27.7519 | 0.66669 | 1.0303 | 0.18672 | 0.24311 | 5.6568 | 13.0797 | 3.8963 | 8.7198 | 2.0852 | 0.81326 | 21.01 | 3.1263 | 20.1329
residential areas facade west | PV | 196.4308 | 3.2099 | 3.9455 | 3.3695 | 1.8614 | 0.54333 | 3.777 | 1.9845 | 0.43462 | 1.7877 | 26.4851 | 27.7914 | 5.5588 | 4.2682 | 1.4193 | 27.7519 | 0.66669 | 1.0303 | 0.18672 | 0.24311 | 5.6568 | 13.0797 | 3.8963 | 8.7198 | 2.0852 | 0.81326 | 21.01 | 3.1263 | 20.1329
industrial areas roof-top 45 degree south | PV | 67.0412 | 1.1083 | 1.3724 | 1.1916 | 0.71251 | 0.1766 | 1.3019 | 0.68856 | 0.14641 | 0.61295 | 9.1647 | 9.7942 | 1.6989 | 1.4778 | 0.54355 | 8.558 | 0.23485 | 0.33464 | 0.072774 | 0.071036 | 1.9458 | 4.9921 | 1.2871 | 2.9093 | 0.75578 | 0.30885 | 6.3679 | 1.082 | 7.062
industrial areas roof-top 45 degree east | PV | 44.6941 | 0.73888 | 0.91495 | 0.79438 | 0.475 | 0.11774 | 0.8679 | 0.45904 | 0.097606 | 0.40863 | 6.1098 | 6.5295 | 1.1326 | 0.98521 | 0.36236 | 5.7054 | 0.15657 | 0.22309 | 0.048516 | 0.047357 | 1.2972 | 3.3281 | 0.85808 | 1.9396 | 0.50385 | 0.2059 | 4.2452 | 0.72133 | 4.708
industrial areas roof-top 45 degree west | PV | 44.6941 | 0.73888 | 0.91495 | 0.79438 | 0.475 | 0.11774 | 0.8679 | 0.45904 | 0.097606 | 0.40863 | 6.1098 | 6.5295 | 1.1326 | 0.98521 | 0.36236 | 5.7054 | 0.15657 | 0.22309 | 0.048516 | 0.047357 | 1.2972 | 3.3281 | 0.85808 | 1.9396 | 0.50385 | 0.2059 | 4.2452 | 0.72133 | 4.708
industrial areas roof-top latitude tilt | PV | 521.4315 | 8.6203 | 10.6744 | 9.2677 | 5.5417 | 1.3736 | 10.1255 | 5.3554 | 1.1387 | 4.7674 | 71.2811 | 76.177 | 13.2139 | 11.4941 | 4.2276 | 66.5625 | 1.8266 | 2.6027 | 0.56602 | 0.5525 | 15.1343 | 38.8274 | 10.0109 | 22.6282 | 5.8783 | 2.4022 | 49.5278 | 8.4155 | 54.9266
industrial areas facade south | PV | 120.6953 | 1.9455 | 2.3724 | 1.9818 | 1.1418 | 0.31315 | 2.2714 | 1.1752 | 0.25659 | 1.0377 | 16.0381 | 17.1037 | 3.4884 | 2.5351 | 0.86996 | 17.4076 | 0.39952 | 0.59245 | 0.11506 | 0.15263 | 3.5311 | 8.1139 | 2.4027 | 5.1778 | 1.259 | 0.50932 | 13.1596 | 1.8421 | 12.597
industrial areas facade east | PV | 120.6953 | 1.9455 | 2.3724 | 1.9818 | 1.1418 | 0.31315 | 2.2714 | 1.1752 | 0.25659 | 1.0377 | 16.0381 | 17.1037 | 3.4884 | 2.5351 | 0.86996 | 17.4076 | 0.39952 | 0.59245 | 0.11506 | 0.15263 | 3.5311 | 8.1139 | 2.4027 | 5.1778 | 1.259 | 0.50932 | 13.1596 | 1.8421 | 12.597
industrial areas facade west | PV | 120.6953 | 1.9455 | 2.3724 | 1.9818 | 1.1418 | 0.31315 | 2.2714 | 1.1752 | 0.25659 | 1.0377 | 16.0381 | 17.1037 | 3.4884 | 2.5351 | 0.86996 | 17.4076 | 0.39952 | 0.59245 | 0.11506 | 0.15263 | 3.5311 | 8.1139 | 2.4027 | 5.1778 | 1.259 | 0.50932 | 13.1596 | 1.8421 | 12.597
natural areas agriculture high irradiation | CSP - before storage | 1086.4587 | 0 | 0 | 0 | 0.067578 | 6.7918 | 0 | 0 | 0 | 0 | 27.7147 | 0 | 17.2315 | 0 | 0 | 41.4576 | 0 | 0 | 0 | 0.58096 | 0 | 0 | 130.1093 | 0 | 0 | 0 | 1087.0316 | 0 | 0
natural areas agriculture low irradiation | PV - ground | 14293.2824 | 217.6285 | 108.2739 | 553.5073 | 156.8026 | 12.0895 | 316.8175 | 211.0675 | 76.7646 | 84.4947 | 2654.9835 | 1164.9835 | 476.0899 | 518.1736 | 307.5758 | 1443.9317 | 138.0564 | 233.3713 | 7.6503 | 1.0928 | 141.2367 | 1271.2718 | 151.4786 | 1397.1374 | 187.4647 | 57.512 | 1580.5407 | 168.2037 | 788.2375
natural areas non-agriculture high irradiation | CSP - before storage | 46.4562 | 0 | 0 | 0 | 0.046442 | 15.0176 | 0 | 0 | 0 | 0 | 0.89793 | 0 | 5.9809 | 0 | 0 | 4.835 | 0 | 0 | 0 | 0 | 0 | 0 | 3.8206 | 0 | 0 | 0 | 28.8684 | 0 | 0
natural areas non-agriculture low irradiation | PV - ground | 832.41 | 1.2564 | 14.858 | 26.0739 | 24.2305 | 26.7314 | 6.0479 | 6.7638 | 0 | 0 | 145.4695 | 110.8671 | 200.8171 | 58.5843 | 0 | 131.7799 | 0 | 39.4081 | 0 | 0 | 11.2531 | 22.9249 | 9.1887 | 2.1134 | 0 | 0 | 42.793 | 1.1594 | 18.7969

## Hydro_Data_Eurelectric
World Hydro Atlas 2010
|  | Potential developed, TWh | Technically feasible potential, TWh | Additional technically feasible potential, TWh | % over developed potential | Potential developed, PJ | Technically feasible potential, PJ | Additional technically feasible potential, PJ
LU | Luxembourg | 0.811 | 1.027 | 0.216 | 1.2663 | 2.9196 | 3.6972 | 0.7776
IE | Ireland | 0.725 | 1.18 | 0.455 | 1.6276 | 2.61 | 4.248 | 1.638
| Moldova | 0.318 | 1.2 | 0.882 | 3.7736 | 1.1448 | 4.32 | 3.1752
BE | Belgium | 1.745 | 1.939 | 0.194 | 1.1112 | 6.282 | 6.9804 | 0.6984
LT | Lithuania | 1.12 | 2.089 | 0.969 | 1.8652 | 4.032 | 7.5204 | 3.4884
CZ | Czech Republic | 2.402 | 3.38 | 0.978 | 1.4072 | 8.6472 | 12.168 | 3.5208
LV | Latvia | 3.36 | 4 | 0.64 | 1.1905 | 12.096 | 14.4 | 2.304
HY | Hungary | 0.213 | 4.59 | 4.377 | 21.5493 | 0.7668 | 16.524 | 15.7572
CY | Cyprus | 0 | 5 | 5 |  | 0 | 18 | 18
| Macedonia (FYR of) | 1.22 | 5.5 | 4.28 | 4.5082 | 4.392 | 19.8 | 15.408
SK | Slovakia | 4.28 | 6.607 | 2.327 | 1.5437 | 15.408 | 23.7852 | 8.3772
SI | Slovenia | 4.481 | 8.8 | 4.319 | 1.9638 | 16.1316 | 31.68 | 15.5484
UK | UK | 7.951 | 10.462 | 2.511 | 1.3158 | 28.6236 | 37.6632 | 9.0396
ME | Montenegro | 1.8 | 10.846 | 9.046 | 6.0256 | 6.48 | 39.0456 | 32.5656
HR | Croatia | 6.814 | 12 | 5.186 | 1.7611 | 24.5304 | 43.2 | 18.6696
PL | Poland | 2.938 | 12 | 9.062 | 4.0844 | 10.5768 | 43.2 | 32.6232
BG | Bulgaria | 4.61 | 14.8 | 10.19 | 3.2104 | 16.596 | 53.28 | 36.684
AL | Albania | 5.37 | 15 | 9.63 | 2.7933 | 19.332 | 54 | 34.668
FI | Finland | 12.564 | 16.915 | 4.351 | 1.3463 | 45.2304 | 60.894 | 15.6636
RS | Serbia | 10.429 | 17.6 | 7.171 | 1.6876 | 37.5444 | 63.36 | 25.8156
EL | Greece | 4.842 | 20 | 15.158 | 4.1305 | 17.4312 | 72 | 54.5688
| Ukraine | 11.757 | 21.5 | 9.743 | 1.8287 | 42.3252 | 77.4 | 35.0748
BA | Bosnia-Herzegovina | 6.2 | 24 | 17.8 | 3.871 | 22.32 | 86.4 | 64.08
PT | Portugal | 8.886 | 24.5 | 15.614 | 2.7571 | 31.9896 | 88.2 | 56.2104
DE | Germany | 23.94 | 24.7 | 0.76 | 1.0317 | 86.184 | 88.92 | 2.736
RO | Romania | 15.432 | 40 | 24.568 | 2.592 | 55.5552 | 144 | 88.4448
CH | Switzerland | 37.59 | 41 | 3.41 | 1.0907 | 135.324 | 147.6 | 12.276
AT | Austria | 40.677 | 56 | 15.323 | 1.3767 | 146.4372 | 201.6 | 55.1628
IT | Italy | 45.511 | 60 | 14.489 | 1.3184 | 163.8396 | 216 | 52.1604
ES | Spain | 22.888 | 61 | 38.112 | 2.6652 | 82.3968 | 219.6 | 137.2032
IS | Iceland | 12.08 | 64 | 51.92 | 5.298 | 43.488 | 230.4 | 186.912
FR | France | 62.3 | 97.344 | 35.044 | 1.5625 | 224.28 | 350.4384 | 126.1584
SE | Sweden | 65.3 | 130 | 64.7 | 1.9908 | 235.08 | 468 | 232.92
NO | Norway | 122.7 | 204.5 | 81.8 | 1.6667 | 441.72 | 736.2 | 294.48
| Turkey | 35.958 | 216 | 180.042 | 6.007 | 129.4488 | 777.6 | 648.1512
| Russia | 180 | 1670 | 1490 | 9.2778 | 648 | 6012 | 5364
| EU27 | 347.405 | 623.933 | 276.528 | 1.796 | 1250.658 | 2246.1588 | 995.5008
| EURELECTRIC Europe |  |  | 0
| Malta | 0 | 0 | 0
| Denmark | 0.021 | 0.07 | 0.049
| Estonia | 0.048 | 0.375 | 0.327
| Netherlands | 0.109 | 0.4 | 0.291
|  | 0.178 |  | -0.178

## Hydro
[5 empty] | Pset_PN | AT | BE | BG | CH | CY | CZ | DE | DK | EE | ES | FI | FR | EL | HU | IE | IS | IT | LT | LU | LV | MT | NL | NO | PL | PT | RO | SE | SI | SK | UK | AL | BA | HR | ME | MK | RS
| ~UC_Sets: R_E: AllRegions |  |  | 2006 | Hydro Dam/Lakes | 3.69 | 0 | 1.93 | 8.3 | 0 | 0.79 | 1.17 | 0.011 | 0 | 10.17 | 3.05 | 12.65 | 2.38 | 0 | 0.22 | 1.16 | 11.53 | 0.12 | 0.034 | 1.54 | 0 | 0 | 21.32 | 0.47 | 2.03 | 6.29 | 8.15 | 0.95 | 0.85 | 1.5 | 1.41 | 1.75 | 1.53 | 0.18 | 0.32 | 2.8
|  |  |  | 2010 |  | 3.79 | 0 | 2.13 | 8.45 | 0 | 0.8 | 1.27 | 0.011 | 0.0007866 | 10.54 | 3.12 | 13 | 2.39 | 0.0037 | 0.22 | 1.16 | 11.98 | 0.12 | 0.034 | 1.54 | 0 | 0 | 21.81 | 0.47 | 2.08 | 6.34 | 8.52 | 0.98 | 0.85 | 1.5 |  |  | 1.53
|  |  | Maximum Conventional Hydro Capacity | [31 empty] | 0.1 | 0.2
~UC_T: UC_RHSRTS~UP
UC_N | Pset_PN | Cset_CN | Year | UC_CAP | UC_RHSRTS~UP~0 | AT | BE | BG | CH | CY | CZ | DE | DK | EE | ES | FI | FR | EL | HU | IE | IS | IT | LT | LU | LV | MT | NL | NO | PL | PT | RO | SE | SI | SK | UK | AL | BA | HR | ME | MK | RS |  |  | BA | ME | MK
AU_ELC_HYLCAP_LC | EUHYDLAKEL*,EUHYDD* |  | 2006 | 1 | 15 | 3.7269 | 0 | 1.9493 | 8.383 | 0 | 0.7979 | 1.1817 | 0.01111 | 0 | 10.2717 | 3.0805 | 12.7765 | 2.4038 | 0 | 0.2222 | 1.1716 | 11.6453 | 0.1212 | 0.03434 | 1.5554 | 0 | 0 | 21.5332 | 0.4747 | 2.0503 | 6.3529 | 8.2315 | 0.9595 | 0.8585 | 1.515 | 1.4241 | 1.94 | 1.5453 | 0.65 | 0.55 | 2.828 |  | RESID | 1.94 | 0.65 | 0.55
| EUHYDLAKEL*,EUHYDD* |  | 2010 | 1 |  | 4.169 | 0 | 2.343 | 9.295 | 0 | 0.88 | 1.397 | 0.0121 | 0.00086526 | 11.594 | 3.432 | 14.3 | 2.629 | 0.00407 | 0.242 | 1.276 | 13.178 | 0.132 | 0.0374 | 1.694 | 0 | 0 | 23.991 | 0.517 | 2.288 | 6.974 | 9.372 | 1.078 | 0.935 | 1.65 |  |  | 1.683
| EUHYDLAKEL*,EUHYDD* |  | 2050 | 1 |  | 5.7395 | 0 | 7.522 | 10.1382 | 0 | 1.2383 | 1.4413 | 0.0121 | 0.00086526 | 30.8998 | 4.6205 | 22.3438 | 10.8591 | 0.00407 | 0.39388 | 6.7603 | 17.3734 | 0.2462 | 0.047361 | 2.0167 | 0 | 0 | 39.985 | 2.1116 | 6.3084 | 18.0767 | 18.6579 | 2.117 | 1.4434 | 2.1711 | 1.7089 | 2.328 | 1.8544 | 0.78 | 0.66 | 3.3936
|  |  | No use of Conventional Hydro Capacity Small and medium |  |  | AL: 0.2
~UC_T: UC_RHSRTS~UP
UC_N | Pset_PN | Cset_CN | Year | UC_CAP | UC_RHSRTS~UP~0 | AT | BE | BG | CH | CY | CZ | DE | DK | EE | ES | FI | FR | EL | HU | IE | IS | IT | LT | LU | LV | MT | NL | NO | PL | PT | RO | SE | SI | SK | UK | AL | BA | HR | ME | MK | RS
AU_ELC_HYLCAP_SC | EUHYDLAKES*,EUHYDLAKEM* |  | 2006 | 1 | 15 | 0 | 0 | 0 | 0 | 0 | 0 | 0 | 0 | 0 | 0 | 0 | 0 | 0 | 0 | 0 | 0 | 0 | 0 | 0 | 0 | 0 | 0 | 0 | 0 | 0 | 0 | 0 | 0 | 0 | 0 | 0 | 0 | 0 | 0 | 0 | 0
| EUHYDLAKES*,EUHYDLAKEM* |  | 2010 | 1 |  | 0 | 0 | 0 | 0 | 0 | 0 | 0 | 0 | 0 | 0 | 0 | 0 | 0 | 0 | 0 | 0 | 0 | 0 | 0 | 0 | 0 | 0 | 0 | 0 | 0 | 0 | 0 | 0 | 0 | 0 | 0 | 0 | 0 | 0 | 0 | 0
| EUHYDLAKES*,EUHYDLAKEM* |  | 2015 | 1 |  | 0 | 0 | 0 | 0 | 0 | 0 | 0 | 0 | 0 | 0 | 0 | 0 | 0 | 0 | 0 | 0 | 0 | 0 | 0 | 0 | 0 | 0 | 0 | 0 | 0 | 0 | 0 | 0 | 0 | 0 | 0 | 0 | 0 | 0 | 0 | 0
| EUHYDLAKES*,EUHYDLAKEM* |  | 2020 | 1 |  | 0 | 0 | 0 | 0 | 0 | 0 | 0 | 0 | 0 | 0 | 0 | 0 | 0 | 0 | 0 | 0 | 0 | 0 | 0 | 0 | 0 | 0 | 0 | 0 | 0 | 0 | 0 | 0 | 0 | 0 | 0 | 0 | 0 | 0 | 0 | 0
| EUHYDLAKES*,EUHYDLAKEM* |  | 2030 | 1 |  | 0 | 0 | 0 | 0 | 0 | 0 | 0 | 0 | 0 | 0 | 0 | 0 | 0 | 0 | 0 | 0 | 0 | 0 | 0 | 0 | 0 | 0 | 0 | 0 | 0 | 0 | 0 | 0 | 0 | 0 | 0 | 0 | 0 | 0 | 0 | 0
Maximum Hydro run of river Capacity
~UC_T: UC_RHSRTS~UP
UC_N | Pset_PN | Cset_CN | Year | UC_CAP | UC_RHSRTS~UP~0 | AT | BE | BG | CH | CY | CZ | DE | DK | EE | ES | FI | FR | EL | HU | IE | IS | IT | LT | LU | LV | MT | NL | NO | PL | PT | RO | SE | SI | SK | UK | AL | BA | HR | ME | MK | RS
AU_ELC_HYRCAP | EUHYDRUN* |  | 2006 | 1 | 15 | 5.9732 | 0.107 | 0.0512 | 3.3973 | 0 | 0.22666 | 2.9765 | 0 | 0.005 | 2.7332 | 0.008019 | 5.34 | 0.053062 | 0.049 | 0.018673 | 0 | 2.3607 | 0 | 0 | 0 | 0 | 0.037 | 6.0758 | 0.45734 | 2.4659 | 0 | 8.151 | 0.060791 | 0.75106 | 0.014 | 1.45 | 0 | 0.2706 | 0 | 0 | 0
| EUHYDRUN* |  | 2010 | 1 |  | 6.1228 | 0.118 | 0.056361 | 3.4562 | 0 | 0.2475 | 2.9765 | 0 | 0.0052134 | 2.7332 | 0.03564 | 5.3472 | 0.054862 | 0.049319 | 0.018673 | 0 | 2.3607 | 0 | 0 | 0.04 | 0 | 0.037 | 6.5543 | 0.46337 | 2.4659 | 0.05 | 8.1696 | 0.091379 | 0.75106 | 0.14 |  |  | 0.3146
| EUHYDRUN* |  | 2015 | 1 |  | AT: 6.2818; DE: 3.0747; HU: 0.090443
| EUHYDRUN* |  | 2020 | 1 |  | AT: 6.28; BE: 0.118; BG: 0.056361; CZ: 0.2475; DE: 3.2952; EE: 0.02; ES: 2.7332; EL: 0.35; HU: 0.10262; IE: 0.018673; IT: 4.65; LU: 0.017; NL: 0.037; PT: 2.7258; SI: 0.192; AL: 1.74; BA: 0.562; HR: 0.3146; ME: 0.25; MK: 0.225; RS: 0.5
| EUHYDRUN* |  | 2030 | 1 |  | 6.28 | 0.118 | 0.09 | 3.4562 | 0 | 0.2475 | 3.4011 | 0 |  | 2.8589 | 0.03564 | 5.3472 | 0.65 | 0.127 | 0.018673 |  | 4.726 |  | 0.017 | 1.513 | 0 | 0.037 | 6.5543 | 0.46337 | 3.1952 | 0.05 | 8.1696 | 0.192 | 1.183 | 0.14 | 1.74 | 0.562 | 0.3146 | 0.25 | 0.278 | 0.5
[5 empty] | Region\Year | AT | BE | BG | CH | CY | CZ | DE | DK | EE | ES | FI | FR | EL | HU | IE | IS | IT | LT | LU | LV | MT | NL | NO | PL | PT | RO | SE | SI | SK | UK | AL | BA | HR | ME | MK | RS | KS
[5 empty] | 2010 | 4.8857 | 0.1 | 0.035613 | 3.8778 | 0 | 0.20058 | 2.94 | 0 | 0.01 | 2.7471 | 0 | 6.1797 | 0.048842 | 0.048 | 0.018673 | 0 | 2.3607 | 0 | 0 | 0 | 0 | 0.034 | 6.2388 | 0.4 | 2.1507 | 0 | 8.05 | 0.045725 | 0.75106 | 0 | 1.44 | 0 | 0.2706 | 0 | 0 | 0 | 0.035
[6 empty] | 1.0875 | 0.007 | 0.015587 | -0.48056 | 0 | 0.026084 | 0.036538 | 0 | -0.005 | -0.013871 | 0.008019 | -0.83965 | 0.0042203 | 0.001 | 0 | 0 | 8.8818e-15 | 0 | 0 | 0 | 0 | 0.003 | -0.16301 | 0.057335 | 0.31521 | 0 | 0.101 | 0.015066 | 0 | 0.014 | 0.01 | 0 | 0 | 0 | 0 | 0
Maximum Pumped Storage Capacity
~UC_T: UC_RHSRTS~UP
UC_N | Pset_PN | Cset_CN | Year | UC_CAP | UC_RHSRTS~UP~0 | AT | BE | BG | CH | CY | CZ | DE | DK | EE | ES | FI | FR | EL | HU | IE | IS | IT | LT | LU | LV | MT | NL | NO | PL | PT | RO | SE | SI | SK | UK | AL | BA | HR | ME | MK | RS
AU_ELC_HYPCAP | EUHYDPSOUT,P_ESTHYDPS101,P_ESTHYDPS201 |  | 2006 | 1 | 15 | 2.189 | 1.307 | 0.864 | 1.655 | 0 | 1.147 | 4.854 | 0 | 0 | 5.412 | 0 | 7.125 | 0.699 | 0 | 0.292 | 0 | 7.544 | 0.76 | 1.1 | 0 | 0 | 0 | 1.327 | 1.406 | 1.048 | 0 | 0.043 | 0 | 0.916 | 2.788
| EUHYDPSOUT,P_ESTHYDPS101,P_ESTHYDPS201 |  | 2010 | 1 |  | 3.02 | 1.307 | 0.864 | 1.817 | 0 | 1.147 | 6.784 | 0 | 0 | 5.412 | 0 | 7.125 | 0.699 | 0 | 0.292 | 0 | 7.544 | 0.76 | 1.1 | 0 | 0 | 0 | 1.327 | 1.406 | 1.029 | 0.092 | 0.108 | 0.18 | 0.916 | 2.788
| EUHYDPSOUT,P_ESTHYDPS101,P_ESTHYDPS201 |  | 2015 | 1 |  | AT: 4.8504; RO: 0.108
| EUHYDPSOUT,P_ESTHYDPS101,P_ESTHYDPS201 |  | 2020 | 1 |  | AT: 4.8504; BE: 1.388; BG: 0.864; CH: 10.3; ES: 5.9; FR: 7.125; EL: 0.699; IE: 0.292; IT: 7.544; LT: 0.9; LU: 1.1; NO: 1.327; PT: 2.041; RO: 0.95; UK: 2.828
| EUHYDPSOUT,P_ESTHYDPS101,P_ESTHYDPS201 |  | 2030 | 1 |  | 4.8504 | 1.388 | 0.99 | 10.3 | 0 |  |  | 0 | 0 | 5.9 | 0 | 7.125 | 0.699 |  | 0.292 |  | 7.544 | 0.9 | 1.1 | 0 | 0 | 0 | 2.26 |  | 2.305 | 0.95 |  | 0.18 |  | 2.828
| EUHYDPSOUT,P_ESTHYDPS101,P_ESTHYDPS201 |  | 2050 | 1 |  | AT: 7.2756; BE: 2.082; BG: 1.485; CH: 15.45; CY: 0; CZ: 1.7205; DE: 10.176; ES: 8.85; FR: 10.6875; EL: 1.0485; IE: 0.438; IT: 11.316; LT: 1.35; LU: 1.65; NO: 3.39; PL: 2.109; PT: 3.4575; RO: 1.425; SE: 0.162; SI: 0.27; UK: 4.242
SOURCE IER
Hydro S + L
~UC_T: UC_RHSRTS~UP
UC_N | Pset_PN | Cset_CN | Year | UC_FLO | UC_RHSRTS~UP~0 | AT | BE | BG | CH | CY | CZ | DE | DK | EE | ES | FI | FR | EL | HU | IE | IS | IT | LT | LU | LV | MT | NL | NO | PL | PT | RO | SE | SI | SK | UK | AL | BA | HR | ME | MK | RS
AU_ELC_HYD | EUHYDR*,EUHYDD*,EUHYDLAKE* | ELCHIG,ELCMED,ELCLOW,INDELC | 2020 | 1 | 15 | 219.3031 | 1.676 | 11 | 152.7283 |  | 11.5726 | 90.72 | 0.60876 |  | 113.2218 | 67.8033 | 301.421 | 17.2382 | 1.1683 | 3.6918 |  | 234 | 2 |  |  |  | 0.73603 | 540 | 32.4528 | 68.1755 | 70 | 282 | 32.4528 | 23.7852 | 29.7528
| EUHYDR*,EUHYDD*,EUHYDLAKE* | ELCHIG,ELCMED,ELCLOW,INDELC | 2050 | 1 |  | 219.3031 | 1.6852 | 11 | 159.832 |  | 12.7156 | 92.88 | 0.63019 |  | 117.1287 | 77.5173 | 315.0123 | 18 | 2 | 4.3348 |  | 234 | 2 |  |  |  | 0.77026 | 540 | 37.1566 | 74.0255 | 70 | 282 | 33.9623 | 23.7852 | 33.2583
UC_N | Pset_PN | Cset_CN | Year | UC_FLO | UC_RHSRTS~UP~0 | AT | BE | BG | CH | CY | CZ | DE | DK | EE | ES | FI | FR | EL | HU | IE | IS | IT | LT | LU | LV | MT | NL | NO | PL | PT | RO | SE | SI | SK | UK | AL | BA | HR | ME | MK | RS
AU_ELC_HYD | EUHYDR*,EUHYDD*,EUHYDLAKE* | ELCHIG,ELCMED,ELCLOW,INDELC | 2006 | 1 | 15 | 130.5144 | 1.0692 | 11 | 112.3272 |  | 8.568 | 76.618 | 0.0828 |  | 74.0808 | 49.6188 | 186.1272 | 16.0956 | 0.7524 | 2.2716 |  | 121.374 | 0 |  |  |  | 0.3168 | 488.862 | 7.9236 | 16.9848 | 60 | 263.4912 | 0 | 17.0064 | 15.552
| EUHYDR*,EUHYDD*,EUHYDLAKE* | ELCHIG,ELCMED,ELCLOW,INDELC | 2020 | 1 |  | 219.3031 | 1.676 | 11 | 152.7283 |  | 11.5726 | 90.72 | 0.60876 |  | 113.2218 | 67.8033 | 301.421 | 17.2382 | 1.1683 | 3.6918 |  | 234 | 2 |  |  |  | 0.73603 | 540 | 32.4528 | 68.1755 | 70 | 282 | 32.4528 | 23.7852 | 29.7528
| EUHYDR*,EUHYDD*,EUHYDLAKE* | ELCHIG,ELCMED,ELCLOW,INDELC | 2050 | 1 |  | 219.3031 | 1.6852 | 11 | 159.832 |  | 12.7156 | 92.88 | 0.63019 |  | 117.1287 | 77.5173 | 315.0123 | 18 | 2 | 4.3348 |  | 234 | 2 |  |  |  | 0.77026 | 540 | 37.1566 | 74.0255 | 70 | 282 | 33.9623 | 23.7852 | 33.2583
~TFM_INS
|  | TimeSlice | LimType | Attribute | Year | AT | BE | BG | CH | CY | CZ | DE | DK | EE | ES | FI | FR | EL | HU | IE | IS | IT | LT | LU | LV | MT | NL | NO | PL | PT | RO | SE | SI | SK | UK | AL | BA | HR | ME | MK | RS | Pset_PN
|  |  | FX | NCAP_BND | 0 | BE: 2; CY: 2; LV: 2; MT: 2; NL: 2 | EUHYDLAKEL*,EUHYDD*
|  |  | FX | NCAP_BND | 0 | CY: 2; DK: 2; IS: 2; LT: 2; LV: 2; MT: 2 | EUHYDRUN*
|  |  | FX | NCAP_BND | 0 | CY: 2; DK: 2; EE: 2; FI: 2; HU: 2; IS: 2; LV: 2; MT: 2; NL: 2; AL: 2; BA: 2; HR: 2; ME: 2; MK: 2; RS: 2 | EUHYDPSOUT,P_ESTHYDPS101,P_ESTHYDPS201
Deact-TFM_INS
|  | TimeSlice | LimType | Attribute | Year | AT: Pset_CI; BE: SE
|  |  | FX | NCAP_BND | 0 | AT: ELCHYD; BE: 2
~UC_Sets: R_E: AllRegions
~UC_Sets: T_E:
~UC_T
|  | UC_N | Pset_Set | Pset_PN | Pset_CI | AT: Pset_PD; BE: Pset_CO; BG: Cset_SET; CH: Cset_CN; CY: Attribute; CZ: Timeslice; DE: Year; DK: LimType; EE: UC_CAP; ES: UC_FLO; FI: AllRegions; FR: UC_RHSRTS; EL: UC_RHSRTS~0; HU: UC_Desc
|  | UC_HydroLakeSupply_CE |  | EUHYDLAKELC* |  | DE: 2006; DK: FX; EE: 1; FR: 0; EL: 5; HU: Hydrolake supply curve Equal Capacity Cheap Expensive
|  |  |  | EUHYDLAKELE* |  | DE: 2006; DK: FX; EE: -5.6
[13 empty] | Cost Cheap | 1000
[13 empty] | Cost Expensive | 4300
[13 empty] | Cap Cheap | 5.6
[13 empty] | Cap Expensive | 1
[13 empty] | Total cost | 9900
[13 empty] | Average cost | 1500 | This is calibrated with Ioannis Kougias mail to Savvas Politis on 23 October 2015
Note on AJ5: Relaxation factor to satisfy the NCAP_BND FX in the HYDSTOCK scenario
Note on AK5: Amit Kanudia: Increase assumption for Balkans
Note on T7: Maurizio Gargiulo: See also the SubRes_Trans file, sheet TechSelection
Note on V7: Maurizio Gargiulo: See also the SubRes_Trans file, sheet TechSelection
Note on AH7: Maurizio Gargiulo: See also the SubRes_Trans file, sheet TechSelection
Note on AR8: KANORS-EMR-W01: 10/1/2016 from input data
Note on AK14: Amit Kanudia: Increase assumption for Balkans
Note on T16: Maurizio Gargiulo: See also the SubRes_Trans file, sheet TechSelection
Note on V16: Maurizio Gargiulo: See also the SubRes_Trans file, sheet TechSelection
Note on AH16: Maurizio Gargiulo: See also the SubRes_Trans file, sheet TechSelection
Note on V27: Maurizio Gargiulo: See also the SubRes_Trans file, sheet TechSelection
Note on X27: Maurizio Gargiulo: See also the SubRes_Trans file, sheet TechSelection
Note on Z27: KanORS: Country feedback
Note on D28: Maurizio Gargiulo: Data fronm HYDSTOCK scenario
Note on S28: Direct Edit[250909]: OldValue: 0.0487403
Note on AG28: Maurizio Gargiulo: From B-Y template
Note on AI28: Direct Edit[250909]: Amit Kanudia: RESID conflict OldValue: 0.732
Note on D29: Maurizio Gargiulo: Data from HYDSTOCK scenario
Note on AI29: Direct Edit[250909]: Amit Kanudia: RESID conflict OldValue: 0.74
Note on AI30: Direct Edit[250909]: Amit Kanudia: RESID conflict OldValue: 0.77
Note on G31: KanORS: from mauri: from RIMES and IER says too much HYDRO
Note on AI31: Direct Edit[250909]: Amit Kanudia: RESID conflict OldValue: 0.8
Note on AG32: Maurizio Gargiulo: From B-Y template
Note on AI32: Direct Edit[250909]: Amit Kanudia: RESID conflict OldValue: 0.84
Note on T40: Maurizio Gargiulo: See also the SubRes_Trans file, sheet TechSelection
Note on V40: Maurizio Gargiulo: See also the SubRes_Trans file, sheet TechSelection
Note on D41: Maurizio Gargiulo: Data fronm HYDSTOCK scenario
Note on D42: Maurizio Gargiulo: Data from HYDSTOCK scenario
Note on D50: KanORS: Removed the 2001 row as it was causing a big dip from 2000 in many countries
Note on C63: KanORS: since UC relaxation adds .001.
Note on E72: KanORS: No more hydro potential in SE

## Wind
~UC_Sets: R_E: AllRegions
[5 empty] | AT | BE | BG | CH | CY | CZ | DE | DK | EE | ES | FI | FR | EL | HU | IE | IT | LT | LU | LV | MT | NL | NO | PL | PT | RO | SE | SI | SK | UK | HR | EU28
2020 IDEES and ENTSOE
[5 empty] | AT | BE | BG | CH | CY | CZ | DE | DK | EE | ES | FI | FR | EL | HU | IE | IT | LT | LU | LV | MT | NL | NO | PL | PT | RO | SE | SI | SK | UK | HR | 2020 | 2030 | 2050
|  |  |  | EEPP_PV | 1.242 | 3.9482 | 1.052 | 2.22 | 0.1053 | 2.068 | 43.922 | 1.0067 | 0.0003 | 5.276 | 0.113 | 8.526 | 2.604 | 0.336 | 0.0088422 | 20.12 | 0.083 | 0.127 | 0.0015 | 0.10917 | 3.937 | 0 | 0.399 | 0.819 | 1.374 | 0.218 | 0.29 | 0.533 | 13.1 | 0.056
|  |  |  | EEPP_windOFF | 0 | 1.5555 | 0 | 0 | 0 | 0 | 6.5251 | 2.0391 | 0 | 0.005 | 0.1184 | 0 | 0 | 0 | 0.0252 | 0.03 | 0 | 0 | 0 | 0 | 2.408 | 0 | 0 | 0 | 0 | 0.20285 | 0 | 0 | 10.5003 | 0 | 23.4094 | 125.2897 | 327.363
|  |  |  | EEPP_windON | 2.9569 | 2.1061 | 0.73773 | 0 | 0.1787 | 0.31876 | 50.4239 | 4.0904 | 0.31637 | 23.5488 | 2.0013 | 13.6768 | 2.8225 | 0.32987 | 4.159 | 10.5534 | 0.60504 | 0.12 | 0.12 | 0 | 4.6508 | 1.1 | 6.6234 | 5.3103 | 3.301 | 7.9672 | 0.0073 | 0.0035 | 13.8305 | 0.56058 | 162.42 | 404.2257 | 4758.1787
[35 empty] | 185.8294 | 529.5154 | 5085.5417
|  | Maximum Wind Onshore Capacity CF15%-20% | [33 empty] | 2.8495
~UC_T: UC_RHSRTS~UP
UC_N | Pset_PN | Year | UC_CAP | UC_RHSRTS~UP~0 | AT | BE | BG | CH | CY | CZ | DE | DK | EE | ES | FI | FR | EL | HU | IE | IT | LT | LU | LV | MT | NL | NO | PL | PT | RO | SE | SI | SK | UK | HR
AU_ELC_WONCAP_L | EUWINONL* | 2020 | 1 | 15 | 0 | 0 | 0 | 0 | 0 | 0 | 0 | 0 | 0 | 0 | 0 | 0 | 0 | 0 | 0 | 0 | 0 | 0 | 0 | 0 | 0 | 0 | 0 | 0 | 0 | 0 | 0 | 0 | 0 | 0 | 0
| EUWINONL* | 2030 |  |  | 1.4784 | 1.0531 | 0.36887 | 0 | 0.08935 | 0.15938 | 25.212 | 0 | 0 | 11.7744 | 0.49436 | 6.8384 | 1.4112 | 0.16494 | 0 | 5.2767 | 0 | 0.06 | 0 | 0 | 0 | 0.55 | 3.3117 | 2.6551 | 1.6505 | 3.8751 | 0.00365 | 0.00175 | 0 | 0.28029 | 66.7093
| EUWINONL* | 2050 |  |  | 3.9883 | 10.3368 | 102.0516 | 3 | 4.5028 | 16.4754 | 37.0925 | 0 | 0 | 393.911 | 0.49436 | 93.5731 | 95.738 | 79.7733 | 0 | 113.2028 | 0 | 1.1912 | 0 | 0 | 0 | 10 | 3.7575 | 62.6398 | 217.6972 | 3.8751 | 4.309 | 15.9047 | 0 | 29.2127 | 1302.7271
Maximum Wind Onshore CF20-25%
~UC_T: UC_RHSRTS~UP
UC_N | Pset_PN | Year | UC_CAP | UC_RHSRTS~UP~0 | AT | BE | BG | CH | CY | CZ | DE | DK | EE | ES | FI | FR | EL | HU | IE | IT | LT | LU | LV | MT | NL | NO | PL | PT | RO | SE | SI | SK | UK | HR
AU_ELC_WONCAP_M | EUWINONM* | 2020 | 1 | 15 | 1.6263 | 1.1584 | 0.40575 | 0 | 0.098285 | 0.17532 | 27.7332 | 2.2497 | 0.174 | 12.9518 | 1.1007 | 7.5222 | 1.5524 | 0.18143 | 2.2875 | 5.8044 | 0.33277 | 0.066 | 0.066 | 0 | 2.558 | 0.605 | 3.6428 | 2.9207 | 1.8156 | 4.382 | 0.004015 | 0.001925 | 7.6068 | 0.30832 | 89.331
| EUWINONM* | 2030 |  |  | 3.2526 | 2.3168 | 0.8115 | 0 | 0.19657 | 0.35063 | 55.4663 | 4.4994 | 0.348 | 25.9037 | 2.2014 | 15.0444 | 3.1048 | 0.36286 | 4.5749 | 11.6087 | 0.66554 | 0.132 | 0.132 | 0 | 5.1159 | 1.21 | 7.2857 | 5.8413 | 3.6311 | 8.7639 | 0.00803 | 0.00385 | 9.8082 | 0.61664 | 173.2567
| EUWINONM* | 2050 |  |  | 5.1208 | 5.93 | 46.6821 | 3 | 1.9377 | 37.784 | 64.7814 | 4.4994 | 6.7576 | 382.9587 | 11.0333 | 262.4561 | 66.0703 | 40.3765 | 4.5749 | 113.773 | 17.0642 | 0.69381 | 19.3964 | 0 | 5.5289 | 10 | 22.7765 | 34.0293 | 139.6584 | 24.1035 | 2.0579 | 15.1242 | 9.8082 | 17.3597 | 1375.3368
| EEPP_WINDON | 2020 | 0.5
| EEPP_WINDON | 2030
| EEPP_WINDON | 2050
Maximum Wind Onshore CF >25%
~UC_T: UC_RHSRTS~UP
UC_N | Pset_PN | Year | UC_CAP | UC_RHSRTS~UP~0 | AT | BE | BG | CH | CY | CZ | DE | DK | EE | ES | FI | FR | EL | HU | IE | IT | LT | LU | LV | MT | NL | NO | PL | PT | RO | SE | SI | SK | UK | HR
AU_ELC_WONCAP_H | EUWINONH* | 2020 | 1 | 15 | 1.6263 | 1.1584 | 0.40575 | 0 | 0.098285 | 0.17532 | 27.7332 | 2.2497 | 0.174 | 12.9518 | 1.1007 | 7.5222 | 1.5524 | 0.18143 | 2.2875 | 5.8044 | 0.33277 | 0.066 | 0.066 | 0 | 2.558 | 0.605 | 3.6428 | 2.9207 | 1.8156 | 4.382 | 0.004015 | 0.001925 | 7.6068 | 0.30832 | 89.331
| EUWINONH* | 2030 |  |  | 3.2526 | 2.1997 | 0.8115 | 0 | 0 | 0.35063 | 42.1911 | 4.4994 | 0.348 | 25.9037 | 2.2014 | 15.0444 | 3.1048 | 0.36286 | 4.5749 | 11.6087 | 0.66554 | 0 | 0.132 | 0 | 5.1159 | 1.21 | 7.2857 | 5.1598 | 3.6311 | 8.7639 | 0.00803 | 0.00385 | 15.2135 | 0.61664 | 164.2597
| EUWINONH* | 2050 |  |  | 5.9277 | 2.1997 | 6.2952 | 3 | 0 | 38.4206 | 42.1911 | 54.67 | 20.5224 | 321.4444 | 19.7323 | 550.366 | 102.3444 | 12.7008 | 146.5 | 64.5336 | 111.2458 | 0 | 60.0586 | 0.037724 | 43.3361 | 10 | 78.7719 | 5.1598 | 29.2146 | 109.7614 | 0.36663 | 14.1682 | 220.1968 | 6.9489 | 2080.1147
| EEPP_WINDON | 2020 | 0.5
| EEPP_WINDON | 2030
| EEPP_WINDON | 2050
Maximum Wind Offshore CF >25% up to 60m depth
~UC_T: UC_RHSRTS~UP
UC_N | Pset_PN | Year | UC_CAP | UC_RHSRTS~UP~0 | AT | BE | BG | CH | CY | CZ | DE | DK | EE | ES | FI | FR | EL | HU | IE | IT | LT | LU | LV | MT | NL | NO | PL | PT | RO | SE | SI | SK | UK | HR
AU_ELC_WOFCAP_H | EUWINOFH* | 2020 | 1 | 15 |  | 1.7111 | 0 |  |  |  | 7.1776 | 2.243 | 0 | 2 | 0.13024 | 0 | 0 |  | 0.02772 | 0.033 | 0 |  | 0 | 0 | 2.6488 | 0 | 0 | 0 | 0 | 0.22314 |  |  | 11.5503 | 0 | 27.7449
| EUWINOFH* | 2030 |  |  |  | 3.7 | 0.14833 |  |  |  | 21.5327 | 9.1033 | 0.42667 | 2 | 7.0883 | 5.215 | 0.006 |  | 0.33 | 1.1363 | 0.98 |  | 4.99 | 0 | 15.915 | 0 | 4.1033 | 0.0016667 | 2.9217 | 10.345 |  |  | 34.651 | 0.69533 | 125.2897
| EUWINOFH* | 2050 |  |  |  | 3.7 | 0.445 |  |  |  | 27.84 | 27.31 | 1.28 | 2 | 21.265 | 15.645 | 0.018 |  | 0.99 | 3.409 | 2.94 |  | 14.97 | 0 | 47.745 | 0 | 12.31 | 0.005 | 8.765 | 31.035 |  |  | 103.605 | 2.086 | 327.363
| EEPP_WINDOFF | 2020
| EEPP_WINDOFF | 2030
| EEPP_WINDOFF | 2050
Maximum Wind Offshore Floating
~UC_T: UC_RHSRTS~UP
UC_N | Pset_PN | Year | UC_CAP | UC_RHSRTS~UP~0 | AT | BE | BG | CH | CY | CZ | DE | DK | EE | ES | FI | FR | EL | HU | IE | IT | LT | LU | LV | MT | NL | NO | PL | PT | RO | SE | SI | SK | UK | HR
AU_ELC_WOFCAP_V | EUWINOFV* | 2015 | 1 | 15 |  | 0 | 0 |  |  |  | 0 | 0 | 0 | 0 | 0 | 0 | 0 |  | 0 | 0 | 0 |  | 0 | 0 | 0 | 0 | 0 | 0 | 0 | 0 |  |  | 0 | 0

## ONSHORE SUMMARY + graph
|  | EU-Wide high restrictions |  |  | Reference - Large turbines |  |  | EU-Wide low restrictions |  |  | Average for all scenarios
| [GW] | CF > 25% | 20% < CF < 25% | 15%< CF<20% | CF > 25% | 20% < CF < 25% | 15%< CF<20% | CF > 25% | 20% < CF < 25% | 15%< CF<20% | CF > 25% | 20% < CF < 25% | 15%< CF<20%
AT | Austria | 17.1798 | 7.2361 | 5.379 | 5.9277 | 5.1208 | 3.9883 | 44.2688 | 17.9094 | 11.1115 | 29.68% | 22.5% | 17.5% | Austria
BE | Belgium | 0.11369 | 0.30952 | 0.59601 | 2.1997 | 5.93 | 10.3368 | 5.3181 | 8.0377 | 10.7643 | 30.56% | 22.5% | 17.5% | Belgium
BG | Bulgaria | 3.2911 | 25.7591 | 58.7511 | 6.2952 | 46.6821 | 102.0516 | 6.8105 | 50.3902 | 109.5984 | 26.88% | 22.5% | 17.5% | Bulgaria
HR | Croatia | 3.4209 | 7.3303 | 11.5334 | 6.9489 | 17.3597 | 29.2127 | 7.8019 | 19.8004 | 33.5243 | 30.49% | 22.5% | 17.5% | Croatia
CY | Cyprus | 0 | 1.2379 | 2.8767 | 0 | 1.9377 | 4.5028 | 0 | 3.2281 | 7.5016 | / | 22.5% | 17.5% | Cyprus
CZ | Czech Republic | 5.532 | 5.0664 | 2.6667 | 38.4206 | 37.784 | 16.4754 | 48.3414 | 48.1499 | 20.5587 | 27.63% | 22.5% | 17.5% | Czech Republic
DK | Denmark | 12.605 | 0 | 0 | 54.67 | 0 | 0 | 83.005 | 0 | 0 | 36.33% | 22.5% | 17.5% | Denmark
EE | Estonia | 17.3252 | 5.7048 | 0 | 20.5224 | 6.7576 | 0 | 34.5338 | 11.3712 | 0 | 28.37% | 22.5% | 17.5% | Estonia
FI | Finland | 16.7511 | 9.5529 | 0.45104 | 19.7323 | 11.0333 | 0.49436 | 38.1458 | 19.8143 | 0.6949 | 28.83% | 22.5% | 17.5% | Finland
FR | France | 164.4958 | 96.606 | 34.8592 | 550.366 | 262.4561 | 93.5731 | 645.5585 | 298.167 | 107.4328 | 29.46% | 22.5% | 17.5% | France
DE | Germany | 22.3284 | 39.2418 | 24.4924 | 42.1911 | 64.7814 | 37.0925 | 116.3769 | 191.8891 | 154.2549 | 29.36% | 22.5% | 17.5% | Germany
EL | Greece | 89.2975 | 56.1207 | 79.6611 | 102.3444 | 66.0703 | 95.738 | 104.3507 | 67.5225 | 98.0455 | 32.54% | 22.5% | 17.5% | Greece
HU | Hungary | 9.6297 | 32.5395 | 68.8378 | 12.7008 | 40.3765 | 79.7733 | 26.0647 | 72.3303 | 121.2873 | 26.5% | 22.5% | 17.5% | Hungary
IE | Ireland | 70.9 | 0 | 0 | 146.5 | 0 | 0 | 163.515 | 0 | 0 | 44.66% | 22.5% | 17.5% | Ireland
IT | Italy | 47.9603 | 83.5907 | 80.1058 | 64.5336 | 113.773 | 113.2028 | 81.1162 | 144.905 | 150.0332 | 27.95% | 22.5% | 17.5% | Italy
LV | Latvia | 38.4593 | 12.4207 | 0 | 60.0586 | 19.3964 | 0 | 64.2198 | 20.7402 | 0 | 29.39% | 22.5% | 17.5% | Latvia
LT | Lithuania | 49.6839 | 7.6211 | 0 | 111.2458 | 17.0642 | 0 | 123.4446 | 18.9354 | 0 | 29.68% | 22.5% | 17.5% | Lithuania
LU | Luxembourg | 0 | 0.066252 | 0.11375 | 0 | 0.69381 | 1.1912 | 0 | 0.8852 | 1.5198 | / | 22.5% | 17.5% | Luxembourg
MT | Malta | 0 | 0 | 0 | 0.037724 | 0.012276 | 0 | 0.079219 | 0.025781 | 0 | / | 22.5% | 17.5% | Malta
NL | Netherlands | 3.5259 | 0.34405 | 0 | 43.3361 | 5.5289 | 0 | 43.3461 | 5.5339 | 0 | 32.22% | 22.5% | 17.5% | Netherlands
PL | Poland | 90.0515 | 26.3855 | 4.2857 | 78.7719 | 22.7765 | 3.7575 | 369.961 | 132.2919 | 20.869 | 28.34% | 22.5% | 17.5% | Poland
PT | Portugal | 2.8407 | 20.9262 | 40.4373 | 5.1598 | 34.0293 | 62.6398 | 5.6651 | 36.9811 | 67.2926 | 28.11% | 22.5% | 17.5% | Portugal
RO | Romania | 16.7141 | 82.4638 | 128.0434 | 29.2146 | 139.6584 | 217.6972 | 31.6822 | 150.9194 | 235.4673 | 26.38% | 22.5% | 17.5% | Romania
SK | Slovakia | 4.7723 | 5.0686 | 4.4019 | 14.1682 | 15.1242 | 15.9047 | 16.2817 | 17.3893 | 18.7312 | 26.96% | 22.5% | 17.5% | Slovakia
SI | Slovenia | 0.12029 | 0.80191 | 1.6831 | 0.36663 | 2.0579 | 4.309 | 0.45872 | 2.4317 | 5.0872 | 26.51% | 22.5% | 17.5% | Slovenia
ES | Spain | 244.2692 | 291.0359 | 302.4197 | 321.4444 | 382.9587 | 393.911 | 333.2563 | 397.3788 | 409.107 | 28.1% | 22.5% | 17.5% | Spain
SE | Sweden | 100.2631 | 21.2304 | 3.3514 | 109.7614 | 24.1035 | 3.8751 | 153.7724 | 37.8903 | 6.1473 | 34.06% | 22.5% | 17.5% | Sweden
UK | United Kingdom | 153.6632 | 12.2368 | 0 | 220.1968 | 9.8082 | 0 | 420.4514 | 15.9386 | 0 | 37.34% | 22.5% | 17.5% | United Kingdom
| EU28 | 1185.1939 | 850.8969 | 854.9466 | 2067.1147 | 1353.2748 | 1289.7271 | 2967.8256 | 1790.8567 | 1589.0289

## OFFSHORE SUMMARY + graph
Table for offshore with capacity factor > 25%
|  | EU-Wide high restrictions |  |  | Reference - Large turbines |  |  | EU-Wide low restrictions
| [GW] | Water depth 60-100m Floating | Water depth 30-60m | Water depth 0-30m | Water depth 60-100m Floating | Water depth 30-60m | Water depth 0-30m | Water depth 100-1000m Floating | Water depth 60-100m Floating | Water depth 30-60m | Water depth 0-30m | 12nm zone, water depth 60-100m Floating | 12nm zone, water depth 30-60m | 12nm zone, water depth 0-30m | CF > 25%
BE | Belgium | 0 | 0 | 0 | 0 | 0.145 | 1.705 | 0 | 0 | 0.145 | 0.165 | 0 | 0.001 | 1.541 | 46.9% | Belgium
BG | Bulgaria | 0 | 0 | 0 | 0 | 0.435 | 0.01 | 26.97 | 11.47 | 1.33 | 0 | 3.427 | 12.467 | 6.72 | 33.7% | Bulgaria
HR | Croatia | 0 | 0.254 | 0.004 | 0 | 2.082 | 0.004 | 20.2051 | 7.227 | 8.6362 | 0.18687 | 12.8629 | 12.8908 | 6.0894 | 27.5% | Croatia
CY | Cyprus | 0 | 0 | 0 | 0 | 0 | 0 | 5.467 | 0 | 0 | 0 | 0.29841 | 0.27485 | 0.267 | 25.4% | Cyprus
DK | Denmark | 0 | 0 | 0 | 0 | 22.33 | 4.98 | 9.41 | 18.555 | 81.25 | 28.99 | 4.979 | 7.848 | 84.368 | 47.1% | Denmark
EE | Estonia | 0 | 0.155 | 0.025 | 0 | 1.2 | 0.08 | 8.39 | 6.455 | 7.245 | 0.975 | 8.614 | 12.931 | 17.604 | 45.8% | Estonia
FI | Finland | 0 | 7.83 | 5.79 | 0 | 15.065 | 6.2 | 53 | 68.445 | 33.475 | 8.51 | 3.226 | 29.974 | 96.222 | 45.4% | Finland
FR | France | 0 | 2.75 | 0.555 | 0 | 13.9 | 1.745 | 405.065 | 86.925 | 42.55 | 2.525 | 44.511 | 56.578 | 98.086 | 41.8% | France
DE | Germany | 0 | 0 | 1.08 | 0 | 17.55 | 10.29 | 0 | 0 | 53.03 | 27.18 | 0 | 0.018 | 25.395 | 43.7% | Germany
EL | Greece | 0 | 0 | 0.004 | 0 | 0.007 | 0.011 | 105.5418 | 2.2372 | 0.014622 | 0.0036555 | 58.3931 | 32.9727 | 20.7055 | 32.5% | Greece
IE | Ireland | 0 | 0.75 | 0 | 0 | 0.99 | 0 | 592.435 | 98.055 | 5.13 | 0 | 59.894 | 45.463 | 26.705 | 52.7% | Ireland
IT | Italy | 0 | 0.512 | 0.039 | 0 | 2.995 | 0.414 | 184.0624 | 13.9112 | 11.8136 | 1.7871 | 39.4085 | 31.3912 | 47.4806 | 29.1% | Italy
LV | Latvia | 0 | 4.545 | 0.18 | 0 | 12.77 | 2.2 | 40.225 | 16.28 | 32.285 | 4.05 | 0.055 | 15.081 | 25.568 | 46.4% | Latvia
LT | Lithuania | 0 | 0.33 | 0 | 0 | 2.555 | 0.385 | 0.095 | 7.11 | 7.275 | 0.385 | -0.002 | 2.154 | 4.296 | 45.7% | Lithuania
MT | Malta | 0 | 0 | 0 | 0 | 0 | 0 | 124.93 | 2.345 | 0 | 0 | 1.111 | 0.305 | 0.025 | 29.7% | Malta
NL | Netherlands | 0 | 0 | 0 | 0 | 41.675 | 6.07 | 0 | 0.035 | 73.83 | 13.005 | -0.001 | -0.002 | 9.886 | 46.9% | Netherlands
PL | Poland | 0 | 0.21 | 0 | 0 | 6.57 | 5.74 | 5.38 | 46.82 | 24.42 | 8.285 | 4.065 | 4.08 | 25.666 | 45.2% | Poland
PT | Portugal | 0 | 0 | 0 | 0 | 0 | 0.005 | 57.615 | 7.21 | 0.115 | 0 | 18.712 | 20.084 | 11.08 | 33.9% | Portugal
RO | Romania | 0 | 0.185 | 0 | 0 | 8.75 | 0.015 | 29.65 | 38.75 | 29.91 | 0 | 0.002 | 6.973 | 4.005 | 35.7% | Romania
ES | Spain | 0 | 0 | 0 | 0 | 0.553 | 0.105 | 235.6726 | 18.5861 | 0.87587 | 0.10477 | 50.2969 | 34.1264 | 24.1104 | 32.4% | Spain
SE | Sweden | 0 | 7.51 | 3.43 | 0 | 21.05 | 9.985 | 151.895 | 106.73 | 69.715 | 17.485 | 44.787 | 74.874 | 89.061 | 44% | Sweden
UK | United Kingdom | 0 | 30.35 | 13.555 | 0 | 56.945 | 46.66 | 968.245 | 452.515 | 128.7 | 62.115 | 153.544 | 146.31 | 96.499 | 48.6% | United Kingdom
| EU28 | 0 | 55.381 | 24.662 | 0 | 227.567 | 96.604 | 3024.254 | 1009.6615 | 611.7453 | 175.7524 | 508.1838 | 546.7948 | 721.3799
Note on AC4: WN: Deeper than 100m was not included in the report.
Note on AA5: WN: Made equal to "low restricitons" scenario to reflect the sea area envisaged by Belgium

## Geoth
[5 empty] | Share Flash | 0.01 |  | Source: 2013 ETRI, Fig. 5.2
| ~UC_Sets: R_E: AllRegions | [34 empty] | Assumptions
[5 empty] | Share EGS | [30 empty] | The same data used for
Maximum Geothermal Flash power plant
~UC_T: UC_RHSRTS~UP
UC_N | Pset_PN | Cset_CN | Year | UC_FLO | UC_RHSRTS~UP~0 | AT | BE | BG | CH | CY | CZ | DE | DK | EE | ES | FI | FR | EL | HU | IE | IS | IT | LT | LU | LV | MT | NL | NO | PL | PT | RO | SE | SI | SK | UK | AL | BA | HR | ME | MK | RS
AU_ELC_GEOFLASHACT | EUSTGEO*,EUGEOF* | ELCHIG | 2006 | 1 | 15 | 0 | 0 | 0 | 0 | 0 | 0 | 0 | 0 | 0 | 0 | 0 | 0 | 0 | 0 | 0 | 6 | 19.8 | 0 | 0 | 0 | 0 | 0 | 0 | 0 | 0 | 0 | 0 | 0 | 0 | 0 | 0 | 0 | 0 | 0 | 0 | 0
| EUSTGEO*,EUGEOF* | ELCHIG | 2010 | 1 |  | HU: 0; IS: 18; IT: 19.8
| EUSTGEO*,EUGEOF* | ELCHIG | 2020 | 1 |  | HU: 0; IS: 18; IT: 19.8
| EUSTGEO*,EUGEOF* | ELCHIG | 2030 | 1 |  | 0 | 0 | 0 | 0 | 0 | 0 | 0 | 0 | 0 | 0 | 0 | 0 | 0 | 0.31536 | 0 | 1.5768 | 1.0407 | 0 | 0 | 0 | 0 | 0 | 0 | 0 | 0 | 0 | 0 | 0 | 0 | 0 | 0 | 0 | 0 | 0 | 0 | 0
Maximum Geothermal ORC
~UC_T: UC_RHSRTS~UP
UC_N | Pset_PN | Cset_CN | Year | UC_FLO | UC_RHSRTS~UP~0 | AT | BE | BG | CH | CY | CZ | DE | DK | EE | ES | FI | FR | EL | HU | IE | IS | IT | LT | LU | LV | MT | NL | NO | PL | PT | RO | SE | SI | SK | UK | AL | BA | HR | ME | MK | RS
AU_ELC_GEOORCACT | EUGEOORC* | ELCHIG | 2006 | 1 | 15 | 0 | 0 | 0 | 0 | 0 | 0 | 0 | 0 | 0 | 0 | 0 | 0 | 0 | 0 | 0 | 0 | 0 | 0 | 0 | 0 | 0 | 0 | 0 | 0 | 0 | 0 | 0 | 0 | 0 | 0 | 0 | 0 | 0 | 0 | 0 | 0
| EUGEOORC* | ELCHIG | 2010 | 1 |  | 0 |  | 0 | 0 | 0 | 0 | 0 | 0 | 0 | 0 |  | 0 | 0 | 0 | 0 | 0 | 0 | 0 | 0 | 0 | 0 | 0 | 0 | 0 | 0 | 0 |  | 0 | 0 | 0 | 0 | 0 | 0 | 0 | 0 | 0
| EUGEOORC* | ELCHIG | 2020 | 1 |  | 0 | 0.1 | 0 | 0 | 0 | 0.07 | 6 | 0 | 0 | 1.1 |  | 1.7 | 0 | 1.5 | 0 | 0 | 4.5 | 0 | 0 | 0 | 0 | 0 | 0 | 0 | 1.8 | 0 |  | 0 | 0.1 | 0 | 0 | 0 | 0 | 0 | 0 | 0
| EUGEOORC* | ELCHIG | 2050 | 1 |  | 1.4079 | 0.20679 | 0.094608 | 0.047304 | 0 | 0.063072 | 2.0148 | 0.031536 | 0 | 1.5768 | 0.047304 | 2.2174 | 0.12614 | 23.652 | 0.047304 | 23.652 | 0.58996 | 0.031536 | 0 | 0.015768 | 0 | 0.37101 | 0.094608 | 0.18922 | 0.24638 | 0.14191 | 0.20498 | 0.015768 | 0.96539 | 0.15768 | 0 | 0.031536 | 3.3196 | 0 | 0.031536 | 1.6382
[6 empty] | 0.089286 | 0.032787 | 0.005 | 0.005 | 0.005 | 0.005 | 0.027778 | 0.005 | 0.005 | 0.015625 | 0.005 | 0.015625 | 0.005 | 0.75 | 0.005 | 0.75 | 0.017007 | 0.005 | 0.005 | 0.005 | 0.005 | 0.058824 | 0.005 | 0.005 | 0.015625 | 0.005 | 0.005 | 0.005 | 0.10204 | 0.005 | 0.005 | 0.005 | 0.35088 | 0.005 | 0.005 | 0.064935
Maximum Geothermal EGS
~UC_T: UC_RHSRTS~UP
UC_N | Pset_PN | Cset_CN | Year | UC_FLO | UC_RHSRTS~UP~0 | AT | BE | BG | CH | CY | CZ | DE | DK | EE | ES | FI | FR | EL | HU | IE | IS | IT | LT | LU | LV | MT | NL | NO | PL | PT | RO | SE | SI | SK | UK | AL | BA | HR | ME | MK | RS
AU_ELC_GEOEGSACT | EUGEOEGS* | ELCHIG | 2006 | 1 | 15 | 0 | 0 | 0 | 0 | 0 | 0 | 0 | 0 | 0 | 0 | 0 | 0 | 0 | 0 | 0 | 0 | 0 | 0 | 0 | 0 | 0 | 0 | 0 | 0 | 0 | 0 | 0 | 0 | 0 | 0 | 0 | 0 | 0 | 0 | 0 | 0
| EUGEOEGS* | ELCHIG | 2020 | 1 |  | 0 | 0 | 0 | 0 | 0 | 0 | 1.5 | 0 | 0 | 0 | 0 | 0 | 0 | 0 | 0 | 0 | 0 | 0 | 0 | 0 | 0 | 0 | 0 | 0 | 0 | 0 | 0 | 0 | 0 | 0 | 0 | 0 | 0 | 0 | 0 | 0
| EUGEOEGS* | ELCHIG | 2050 | 1 |  | 14.3601 | 6.1004 | 18.827 | 9.4135 | 0 | 12.5513 | 70.518 | 6.2757 | 0 | 99.3384 | 9.4135 | 139.6946 | 25.1027 | 7.5686 | 9.4135 | 6.3072 | 33.059 | 6.2757 | 0 | 3.1378 | 0 | 5.9362 | 18.827 | 37.654 | 15.5216 | 28.2405 | 40.7918 | 3.1378 | 8.4954 | 31.3783 | 0 | 6.2757 | 6.1412 | 0 | 6.2757 | 23.5906
Maximum Geothermal EGS
~UC_T: UC_RHSRTS~UP
UC_N | Pset_PN | Cset_CN | Year | UC_ACT | UC_RHSRTS~UP~0 | AT | BE | BG | CH | CY | CZ | DE | DK | EE | ES | FI | FR | EL | HU | IE | IS | IT | LT | LU | LV | MT | NL | NO | PL | PT | RO | SE | SI | SK | UK | AL | BA | HR | ME | MK | RS
AU_ELC_GEOMIN | MINRENGEO* |  | 2006 | 1 | 15 | 1 | 1 | 1 | 1 | 1 | 1 | 1 | 1 | 1 | 1 | 1 | 1 | 1 | 1 | 1 | 7 | 20.8 | 1 | 1 | 1 | 1 | 1 | 1 | 1 | 1 | 1 | 1 | 1 | 1 | 1 | 1 | 1 | 1 | 1 | 1 | 1
| MINRENGEO* |  | 2020 | 1 |  | 1 | 1 | 1 | 1 | 1 | 1 | 13.5 | 1 | 1 | 1 | 1 | 1 | 1 | 1 | 1 | 19 | 20.8 | 1 | 1 | 1 | 1 | 1 | 1 | 1 | 1 | 1 | 1 | 1 | 1 | 1 | 1 | 1 | 1 | 1 | 1 | 1
| MINRENGEO* |  | 2050 | 1 |  | 120.6679 | 52.6701 | 157.8916 | 79.4458 | 1 | 106.1777 | 638.65 | 53.2972 | 1 | 837.9867 | 79.4458 | 1179.2885 | 210.1888 | 76.572 | 79.4458 | 71.56 | 333.7913 | 53.2972 | 1 | 27.1486 | 1 | 50.4682 | 157.8916 | 314.7832 | 145.3469 | 236.3374 | 340.9318 | 27.1486 | 72.6284 | 262.486 | 1 | 53.2972 | 52.1768 | 1 | 53.2972 | 197.5881
Maximum Geothermal Total Production
|  |  | Year | UC_FLO | UC_RHSRTS~UP~0 | AT | BE | BG | CH | CY | CZ | DE | DK | EE | ES | FI | FR | EL | HU | IE | IS | IT | LT | LU | LV | MT | NL | NO | PL | PT | RO | SE | SI | SK | UK | AL | BA | HR | ME | MK | RS
|  |  | 2006 | 1 | 15 | 0 | 0 | 0 | 0 | 0 | 0 | 0 | 0 | 0 | 0 | 0 | 0 | 0 | 0 | 0 | 0 | 0 | 0 | 0 | 0 | 0 | 0 | 0 | 0 | 0 | 0 | 0 | 0 | 0 | 0 | 0 | 0 | 0 | 0 | 0 | 0
|  |  | 2010 | 1 |  | 0 | 0 | 0 | 0 | 0 | 0 | 0 | 0 | 0 | 0 | 0 | 0 | 0 | 0 | 0 | 0 | 0 | 0 | 0 | 0 | 0 | 0 | 0 | 0 | 0 | 0 | 0 | 0 | 0 | 0 | 0 | 0 | 0 | 0 | 0 | 0
|  |  | 2020 | 1 |  | 0 | 0 | 0 | 0 | 0 | 0 | 0 | 0 | 0 | 0 | 0 | 0 | 0 | 15.768 | 0 | 15.768 | 17.3448 | 0 | 0 | 0 | 0 | 0 | 0 | 0 | 0 | 0 | 0 | 0 | 0 | 0 | 0 | 0 | 3.6 | 0 | 0 | 0
|  |  | 2050 | 1 |  | 15.768 | 6.3072 | 18.9216 | 9.4608 | 0 | 12.6144 | 72.5328 | 6.3072 | 0 | 100.9152 | 9.4608 | 141.912 | 25.2288 | 31.536 | 9.4608 | 31.536 | 34.6896 | 6.3072 | 0 | 3.1536 | 0 | 6.3072 | 18.9216 | 37.8432 | 15.768 | 28.3824 | 40.9968 | 3.1536 | 9.4608 | 31.536 | 0 | 6.3072 | 9.4608 | 0 | 6.3072 | 25.2288
~TFM_INS
|  | TimeSlice | LimType | Attribute | Year | AT | BE | BG | CH | CY | CZ | DE | DK | EE | ES | FI | FR | EL | HU | IE | IS | IT | LT | LU | LV | MT | NL | NO | PL | PT | RO | SE | SI | SK | UK | AL | BA | HR | ME | MK | RS | Pset_PN
|  |  | FX | NCAP_BND | 0 | CY: 2; EE: 2; FI: 2; LV: 2; MT: 2; NO: 2; SE: 2; AL: 2 | EUSTGEO*,EUGEOF*
|  |  | FX | NCAP_BND | 0 | CY: 2; EE: 2; FI: 2; LV: 2; MT: 2; NO: 2; SE: 2; AL: 2 | EUGEOORC*
|  |  | FX | NCAP_BND | 0 | CY: 2; EE: 2; FI: 2; LV: 2; MT: 2; NO: 2; SE: 2; AL: 2 | EUGEOEGS*
|  | Source | GEOELEC, Deliverable 2.5, November 2013, A prospective study on the geothermal potential in the EU
|  |  |  | Economic potential (TWh) |  | AT | BE | BG | CH | CY | CZ | DE | DK | EE | ES | FI | FR | EL | HU | IE | IS | IT | LT | LU | LV | MT | NL | NO | PL | PT | RO | SE | SI | SK | UK | AL | BA | HR | ME | MK | RS
[5 empty] | 2020 | 0 | 0 | 0 | 0 | 0 | 0 | 0 | 0 | 0 | 0 | 0 | 0 | 0 | 9 | 0 | 73 | 11 | 0 | 0 | 0 |  | 0 | 0 | 0 | 0 | 0 | 0 | 0 | 0 | 0 |  | 0 | 1 | 0 | 0 | 0
[5 empty] | 2030 | 0 | 0 | 0 | 0 | 0 | 0 | 1 | 0 | 0 | 1 | 0 | 0 | 0 | 17 | 0 | 74 | 12 | 0 | 0 | 0 |  | 0 | 0 | 0 | 0 | 0 | 0 | 0 | 1 | 0 |  | 0 | 3 | 0 | 0 | 0
[5 empty] | 2050 | 67 | 22 | 72 | 43 | 0 | 31 | 346 | 29 | 2 | 349 | 0 | 653 | 81 | 174 | 27 | 322 | 226 | 19 | 3 | 3 |  | 52 | 0 | 144 | 63 | 105 | 1 | 8 | 55 | 42 |  | 25 | 50 | 2 | 10 | 2
If 2030 is a zero, leave blank (interpolate)
If old data had potential for 2006, use the value
| For 2010, use 10% of 2020 values |  |  |  | Old values | AT | BE | BG | CH | CY | CZ | DE | DK | EE | ES | FI | FR | EL | HU | IE | IS | IT | LT | LU | LV | MT | NL | NO | PL | PT | RO | SE | SI | SK | UK | AL | BA | HR | ME | MK | RS
| For 2020, use 5% of 2050 |  |  |  |  | 0 | 0 | 0 | 0 | 0 | 0 | 0 | 0 | 0 | 0 | 0 | 0 | 0 | 0 | 0 | 5.4 | 19.8 | 0 | 0 | 0 | 0 | 0 | 0 | 0 | 0 | 0 | 0 | 0 | 0 | 0 | 0 | 0 | 0 | 0 | 0 | 0
[5 empty] | 2006 | 0 | 0 |  | 0 | 0 | 5 | 4.2737 | 0 | 0 | 0 | 0 | 0 | 0 | 2.16 | 0 |  |  | 0 | 0 | 0 | 0 | 0 | 0 | 4.84 | 0.4 | 0 | 0 | 0 | 0.144 | 0 | 0 | 0 | 0
[5 empty] | 2010 | CZ: 7; DE: 6.9703; ES: 0; EL: 0; HU: 2.16; PL: 6.735; SK: 0.1584; AL: 0
[5 empty] | 2020 | BG: 2.52; CZ: 11; DE: 10.9077; ES: 20.844; HU: 2.16; IT: 26.172; PL: 8.63; PT: 1.08; SK: 0.17424; MK: 2.52; RS: 2.52
[5 empty] | 2030 | 0 | 0 |  | 0 | 0 | 24 | 20.52 | 0 | 0 | 34.776 | 0 | 0 |  | 2.16 | 0 |  | 26.172 | 0 | 0 | 0 | 0 | 0 | 0 | 12.6 |  | 0 | 0 | 0 | 0.21083 | 0
[5 empty] | 2050 | 0 | 0 | 2.52 | 0 | 0 | 24 | 20.52 | 0 | 0 | 34.776 | 0 | 0 | 0 | 2.16 | 0 |  | 26.172 | 0 | 0 | 0 | 0 | 0 | 0 | 12.6 | 1.08 | 0 | 0 | 0 | 0.21083 | 0 | 0 | 0 | 0 | 0 | 2.52 | 2.52
Note on V8: Maurizio Gargiulo: See also the SubRes_Trans file, sheet TechSelection
Note on W9: ese-veda04: http://publications.jrc.ec.europa.eu/repository/bitstream/JRC93338/jrc%20geothermal%20report_final.pdf JRC report on geothermal 2014
Note on V17: Maurizio Gargiulo: See also the SubRes_Trans file, sheet TechSelection
Note on D20: ese-veda04: NREAP data
Note on G23: ese-veda04: Based on estimated surface http://map.mfgi.hu/geo_DH/
Note on V27: Maurizio Gargiulo: See also the SubRes_Trans file, sheet TechSelection
Note on V34: Maurizio Gargiulo: See also the SubRes_Trans file, sheet TechSelection
Note on V40: Maurizio Gargiulo: See also the SubRes_Trans file, sheet TechSelection
Note on C49: KanORS: since UC relaxation adds .001.
Note on V58: Maurizio Gargiulo: See also the SubRes_Trans file, sheet TechSelection
Note on V64: Maurizio Gargiulo: See also the SubRes_Trans file, sheet TechSelection

## Geothermal Chamorro
| UNIT |  | AT | BE | BG | CH | CY | CZ | DE | DK | EE | ES | FI | FR | EL | HU | IE | IS | IT | LT | LU | LV | MT | NL | NO | PL | PT | RO | SE | SI | SK | UK | AL | BA | HR | ME | MK | RS
| km2 | Surface | 83870 | 30528 | 110910 | 41290 | 9250 | 78866 | 357021 | 43094 | 45226 | 504782 | 338145 | 643548 | 131940 | 93030 | 70280 | 103000 | 301230 | 65200 | 2586 | 64589 | 316 | 41526 | 324220 | 312685 | 92931 | 237500 | 449964 | 20273 | 48845 | 244820 |  |  | 56594
| kw/km2 | Heatflow | 75 | 75 | 75 | 75 | 75 | 55 | 75 | 70 | 40 | 70 | 40 | 85 | 85 | 95 | 65 | 75 | 75 | 65 | 75 | 45 | 75 | 75 | 45 | 60 | 75 | 60 | 50 | 60 | 75 | 60 | 75 | 75 | 60 | 75 | 75 | 75
| TJ/yr per km2 | Technical potential ThermoGIS | 100 | 100 | 100 | 100 | 100 | 100 | 100 | 100 | 100 | 100 | 100 | 100 | 100 | 100 | 100 | 100 | 100 | 100 | 100 | 100 | 100 | 115 | 100 | 70 | 100 | 100 | 100 | 100 | 115 | 100 | 100 | 100 | 100 | 100 | 100 | 100
GEOELEC, Deliverable 2.5, November 2013, A prospective study on the geothermal potential in the EU
| Economic potential (TWh) |  | AT | BE | BG | CH | CY | CZ | DE | DK | EE | ES | FI | FR | EL | HU | IE | IS | IT | LT | LU | LV | MT | NL | NO | PL | PT | RO | SE | SI | SK | UK | AL | BA | HR | ME | MK | RS
|  | 2050 | 67 | 22 | 72 | 43 | 0 | 31 | 346 | 29 | 2 | 349 | 0 | 653 | 81 | 174 | 27 | 322 | 226 | 19 | 3 | 3 |  | 52 | 0 | 144 | 63 | 105 | 1 | 8 | 55 | 42 |  | 25 | 50 | 2 | 10 | 2
Petajoule/year Electricity
|  | EU28 | AT | BE | BG | CH | CY | CZ | DE | DK | EE | ES | FI | FR | EL | HU | IE | IS | IT | LT | LU | LV | MT | NL | NO | PL | PT | RO | SE | SI | SK | UK | AL | BA | HR | ME | MK | RS
ThermoGIS technical potential
GEOELEC derived potential (all types of geothermal)
GEOELEC with 300 years instead of 30
Renewable potential own calculation - no exclusion of areas
| Sustainable potential Chamorro 2014 | 678.024 | 15.768 | 6.3072 | 18.9216 | 9.4608 | 0 | 12.6144 | 72.5328 | 6.3072 | 0 | 100.9152 | 9.4608 | 141.912 | 25.2288 | 31.536 | 9.4608 | 31.536 | 34.6896 | 6.3072 | 0 | 3.1536 | 0 | 6.3072 | 18.9216 | 37.8432 | 15.768 | 28.3824 | 40.9968 | 3.1536 | 9.4608 | 31.536 | 0 | 6.3072 | 9.4608 | 0 | 6.3072 | 25.2288
So called Sustainable potential (1/7th of surfaces used)
So called Sustainable potential (all surfaces used)
Average TOTAL EU28 ENERGY USE
Petajoule/year HEAT
|  | EU28 | AT | BE | BG | CH | CY | CZ | DE | DK | EE | ES | FI | FR | EL | HU | IE | IS | IT | LT | LU | LV | MT | NL | NO | PL | PT | RO | SE | SI | SK | UK | AL | BA | HR | ME | MK | RS
| ThermoGIS technical potential | 439929.915 | 8387 | 3052.8 | 11091 | 4129 | 925 | 7886.6 | 35702.1 | 4309.4 | 4522.6 | 50478.2 | 33814.5 | 64354.8 | 13194 | 9303 | 7028 | 10300 | 30123 | 6520 | 258.6 | 6458.9 | 31.6 | 4775.49 | 32422 | 21887.95 | 9293.1 | 23750 | 44996.4 | 2027.3 | 5617.175 | 24482 | 0 | 0 | 5659.4 | 0 | 0 | 0
0.12 | GEOELEC derived potential (all types of geothermal) | 78720 | 2010 | 660 | 2160 | 1290 | 0 | 930 | 10380 | 870 | 60 | 10470 | 0 | 19590 | 2430 | 5220 | 810 | 9660 | 6780 | 570 | 90 | 90 | 0 | 1560 | 0 | 4320 | 1890 | 3150 | 30 | 240 | 1650 | 1260 | 0 | 750 | 1500 | 60 | 300 | 60
| GEOELEC with 300 years instead of 30 | 7872 | 201 | 66 | 216 | 129 | 0 | 93 | 1038 | 87 | 6 | 1047 | 0 | 1959 | 243 | 522 | 81 | 966 | 678 | 57 | 9 | 9 | 0 | 156 | 0 | 432 | 189 | 315 | 3 | 24 | 165 | 126 | 0 | 75 | 150 | 6 | 30 | 6
| Renewable potential own calculation - no exclusion of areas | 9467.9688 | 198.3693 | 72.2048 | 262.3243 | 97.6591 | 21.8781 | 136.7915 | 844.4261 | 95.1309 | 57.0499 | 1114.3164 | 426.5496 | 1725.069 | 353.6731 | 278.7104 | 144.0628 | 243.6156 | 712.4692 | 133.6496 | 6.1164 | 91.6595 | 0.7474 | 98.2173 | 460.1071 | 591.65 | 219.8004 | 449.388 | 709.5032 | 38.3598 | 115.5282 | 463.2386 | 0 | 0 | 107.0849 | 0 | 0 | 0
| Sustainable potential Chamorro 2014 | 5650.2 | 131.4 | 52.56 | 157.68 | 78.84 | 0 | 105.12 | 604.44 | 52.56 | 0 | 840.96 | 78.84 | 1182.6 | 210.24 | 262.8 | 78.84 | 262.8 | 289.08 | 52.56 | 0 | 26.28 | 0 | 52.56 | 157.68 | 315.36 | 131.4 | 236.52 | 341.64 | 26.28 | 78.84 | 262.8 | 0 | 52.56 | 78.84 | 0 | 52.56 | 210.24
| So called Sustainable potential (1/7th of surfaces used) | 14201.9531 | 297.554 | 108.3072 | 393.4865 | 146.4887 | 32.8171 | 205.1872 | 1266.6391 | 142.6963 | 85.5748 | 1671.4745 | 639.8244 | 2587.6035 | 530.5096 | 418.0657 | 216.0941 | 365.4234 | 1068.7038 | 200.4744 | 9.1746 | 137.4893 | 1.1211 | 147.3259 | 690.1606 | 887.4751 | 329.7006 | 674.082 | 1064.2549 | 57.5396 | 173.2923 | 694.8579 | 0 | 0 | 160.6274 | 0 | 0 | 0
| So called Sustainable potential (all surfaces used) | 94679.6876 | 1983.6932 | 722.0483 | 2623.2433 | 976.5911 | 218.781 | 1367.915 | 8444.2607 | 951.3087 | 570.4989 | 11143.1636 | 4265.4963 | 17250.6903 | 3536.7309 | 2787.1044 | 1440.6276 | 2436.156 | 7124.692 | 1336.4957 | 61.1641 | 916.5954 | 7.474 | 982.173 | 4601.0709 | 5916.5005 | 2198.004 | 4493.88 | 7095.0324 | 383.5976 | 1155.2819 | 4632.3861 | 0 | 0 | 1070.849 | 0 | 0 | 0
| Average TOTAL EU28 ENERGY USE | 70000
| TWh | 2629.9913 | 55.1026 | 20.0569 | 72.8679 | 27.1275 | 6.0772 | 37.9976 | 234.5628 | 26.4252 | 15.8472 | 309.5323 | 118.486 | 479.1858 | 98.2425 | 77.4196 | 40.0174 | 67.671 | 197.9081 | 37.1249 | 1.699 | 25.461 | 0.20761 | 27.2826 | 127.8075 | 164.3472 | 61.0557 | 124.83 | 197.0842 | 10.6555 | 32.0912 | 128.6774 | 0 | 0 | 29.7458 | 0 | 0 | 0
| TW heat | 0.30023 | 0.0062902 | 0.0022896 | 0.0083183 | 0.0030968 | 0.00069375 | 0.0043376 | 0.026777 | 0.0030166 | 0.001809 | 0.035335 | 0.013526 | 0.054702 | 0.011215 | 0.0088378 | 0.0045682 | 0.007725 | 0.022592 | 0.004238 | 0.00019395 | 0.0029065 | 2.37e-05 | 0.0031144 | 0.01459 | 0.018761 | 0.0069698 | 0.01425 | 0.022498 | 0.0012164 | 0.0036634 | 0.014689 | 0 | 0 | 0.0033956 | 0 | 0 | 0
| Gwe | 45.0341 | 0.94354 | 0.34344 | 1.2477 | 0.46451 | 0.10406 | 0.65064 | 4.0165 | 0.45249 | 0.27136 | 5.3002 | 2.0289 | 8.2052 | 1.6822 | 1.3257 | 0.68523 | 1.1587 | 3.3888 | 0.6357 | 0.029093 | 0.43598 | 0.003555 | 0.46717 | 2.1885 | 2.8142 | 1.0455 | 2.1375 | 3.3747 | 0.18246 | 0.54951 | 2.2034 | 0 | 0 | 0.50935 | 0 | 0 | 0
| GWe | EU28 | AT | BE | BG | CH | CY | CZ | DE | DK | EE | ES | FI | FR | EL | HU | IE | IS | IT | LT | LU | LV | MT | NL | NO | PL | PT | RO | SE | SI | SK | UK | AL | BA | HR | ME | MK | RS
| ThermoGIS technical potential | 1674.0103 | 31.914 | 11.6164 | 42.2032 | 15.7116 | 3.5198 | 30.0099 | 135.8527 | 16.398 | 17.2093 | 192.0784 | 128.6701 | 244.8813 | 50.2055 | 35.3995 | 26.7428 | 39.1933 | 114.6233 | 24.8097 | 0.98402 | 24.5772 | 0.12024 | 18.1716 | 123.3714 | 83.2875 | 35.3619 | 90.3729 | 171.2192 | 7.7142 | 21.3743 | 93.1583 | 0 | 0 | 21.535 | 0 | 0 | 0
| GEOELEC derived potential (all types of geothermal) | 299.5434 | 7.6484 | 2.5114 | 8.2192 | 4.9087 | 0 | 3.5388 | 39.4977 | 3.3105 | 0.22831 | 39.8402 | 0 | 74.5434 | 9.2466 | 19.863 | 3.0822 | 36.758 | 25.7991 | 2.1689 | 0.34247 | 0.34247 | 0 | 5.9361 | 0 | 16.4384 | 7.1918 | 11.9863 | 0.11416 | 0.91324 | 6.2785 | 4.7945 | 0 | 2.8539 | 5.7078 | 0.22831 | 1.1416 | 0.22831
| GEOELEC with 300 years instead of 30 | 29.9543 | 0.76484 | 0.25114 | 0.82192 | 0.49087 | 0 | 0.35388 | 3.9498 | 0.33105 | 0.022831 | 3.984 | 0 | 7.4543 | 0.92466 | 1.9863 | 0.30822 | 3.6758 | 2.5799 | 0.21689 | 0.034247 | 0.034247 | 0 | 0.59361 | 0 | 1.6438 | 0.71918 | 1.1986 | 0.011416 | 0.091324 | 0.62785 | 0.47945 | 0 | 0.28539 | 0.57078 | 0.022831 | 0.11416 | 0.022831
| Renewable potential own calculation - no exclusion of areas | 36.0273 | 0.75483 | 0.27475 | 0.99819 | 0.37161 | 0.08325 | 0.52052 | 3.2132 | 0.36199 | 0.21708 | 4.2402 | 1.6231 | 6.5642 | 1.3458 | 1.0605 | 0.54818 | 0.927 | 2.7111 | 0.50856 | 0.023274 | 0.34878 | 0.002844 | 0.37373 | 1.7508 | 2.2513 | 0.83638 | 1.71 | 2.6998 | 0.14597 | 0.4396 | 1.7627 | 0 | 0 | 0.40748 | 0 | 0 | 0
| Sustainable potential Chamorro 2014 | 21.5 | 0.5 | 0.2 | 0.6 | 0.3 | 0 | 0.4 | 2.3 | 0.2 | 0 | 3.2 | 0.3 | 4.5 | 0.8 | 1 | 0.3 | 1 | 1.1 | 0.2 | 0 | 0.1 | 0 | 0.2 | 0.6 | 1.2 | 0.5 | 0.9 | 1.3 | 0.1 | 0.3 | 1 | 0 | 0.2 | 0.3 | 0 | 0.2 | 0.8
| So called Sustainable potential (1/7th of surfaces used) | 54.0409 | 1.1322 | 0.41213 | 1.4973 | 0.55742 | 0.12487 | 0.78077 | 4.8198 | 0.54298 | 0.32563 | 6.3603 | 2.4346 | 9.8463 | 2.0187 | 1.5908 | 0.82228 | 1.3905 | 4.0666 | 0.76284 | 0.034911 | 0.52317 | 0.004266 | 0.5606 | 2.6262 | 3.377 | 1.2546 | 2.565 | 4.0497 | 0.21895 | 0.65941 | 2.6441 | 0 | 0 | 0.61122 | 0 | 0 | 0
| So called Sustainable potential (all surfaces used) | 360.2728 | 7.5483 | 2.7475 | 9.9819 | 3.7161 | 0.8325 | 5.2052 | 32.1319 | 3.6199 | 2.1708 | 42.4017 | 16.231 | 65.6419 | 13.4579 | 10.6054 | 5.4818 | 9.27 | 27.1107 | 5.0856 | 0.23274 | 3.4878 | 0.02844 | 3.7373 | 17.5079 | 22.5133 | 8.3638 | 17.1 | 26.9978 | 1.4597 | 4.396 | 17.627 | 0 | 0 | 4.0748 | 0 | 0 | 0
| Average TOTAL EU28 ENERGY USE | 0 | 0 | 0 | 0 | 0 | 0 | 0 | 0 | 0 | 0 | 0 | 0 | 0 | 0 | 0 | 0 | 0 | 0 | 0 | 0 | 0 | 0 | 0 | 0 | 0 | 0 | 0 | 0 | 0 | 0 | 0 | 0 | 0 | 0 | 0 | 0 | 0
Table 6 Chamorro
|  |  | EGS Technical |  |  | Sustainable
| Country | km2 | AT: GWe; BE: GWe; BG: GWe; CH: GWe
| Albania | 28655 | AT: 0; BE: 0.3; BG: 3.8; CH: 0
| Armenia | 29669 | AT: 3.2; BE: 17; BG: 46; CH: 0.2
| Austria | 83946 | AT: 4.7; BE: 29; BG: 97; CH: 0.5
| Azerbaijan | 85939 | AT: 2.5; BE: 15; BG: 67; CH: 0.3
| Belarus | 207722 | AT: 0; BE: 1.3; BG: 21; CH: 0.2
| Belgium | 30651 | AT: 0.3; BE: 12; BG: 42; CH: 0.2
| Bosnia and Herz | 51527 | AT: 1.5; BE: 11; BG: 38; CH: 0.2
| Bulgaria | 111023 | AT: 0.4; BE: 29; BG: 103; CH: 0.6
| Croatia | 55889 | AT: 9.7; BE: 26; BG: 61; CH: 0.3
| Czech Rep | 78755 | AT: 0.1; BE: 21; BG: 84; CH: 0.4
| Denmark | 42710 | AT: 0; BE: 16; BG: 58; CH: 0.2
| Estonia | 45932 | AT: 0; BE: 0; BG: 1.9; CH: 0
| Finland | 335280 | AT: 0; BE: 1.5; BG: 39; CH: 0.3
| France | 548055 | AT: 74; BE: 364; BG: 998; CH: 4.5
| Georgia | 69958 | AT: 4.3; BE: 23; BG: 84; CH: 0.4
| Germany | 357220 | AT: 26; BE: 186; BG: 545; CH: 2.3
| Greece | 130065 | AT: 4.7; BE: 37; BG: 130; CH: 0.8
| Hungary | 92995 | AT: 36; BE: 96; BG: 213; CH: 1
| Iceland | 102952 | AT: 37; BE: 93; BG: 202; CH: 1
| Ireland | 69638 | AT: 0; BE: 7.1; BG: 60; CH: 0.3
| Italy | 300077 | AT: 6.9; BE: 42; BG: 192; CH: 1.1
| Latvia | 64643 | AT: 0; BE: 1.2; BG: 12; CH: 0.1
| Lithuania | 65010 | AT: 0.3; BE: 7.3; BG: 35; CH: 0.2
| Luxembourg | 2581 | AT: 0; BE: 1; BG: 3.3; CH: 0
| Macedonia | 25463 | AT: 1.4; BE: 10; BG: 32; CH: 0.2
| Moldova | 33688 | AT: 0; BE: 3.5; BG: 25; CH: 0.1
| Montenegro | 13796 | AT: 0; BE: 0; BG: 0.8; CH: 0
| Netherlands | 34951 | AT: 2.7; BE: 21; BG: 60; CH: 0.2
| Norway | 320885 | AT: 0; BE: 0.8; BG: 68; CH: 0.6
| Poland | 311669 | AT: 0.3; BE: 49; BG: 243; CH: 1.2
| Portugal | 88567 | AT: 5.6; BE: 33; BG: 112; CH: 0.5
| Romania | 237377 | AT: 0.8; BE: 31; BG: 195; CH: 0.9
| Russia | 3796805 | AT: 26; BE: 189; BG: 1258; CH: 8.4
| Serbia | 88136 | AT: 14; BE: 54; BG: 143; CH: 0.8
| Slovakia | 48927 | AT: 3.6; BE: 20; BG: 60; CH: 0.3
| Slovenia | 20421 | AT: 0.7; BE: 3.7; BG: 13; CH: 0.1
| Spain | 498656 | AT: 30; BE: 186; BG: 596; CH: 3.2
| Sweden | 439961 | AT: 2.1; BE: 25; BG: 212; CH: 1.3
| Switzerland | 41489 | AT: 3.2; BE: 21; BG: 64; CH: 0.3
| Turkey | 779987 | AT: 135; BE: 510; BG: 1320; CH: 6
| UK | 244348 | AT: 1.9; BE: 30; BG: 195; CH: 1
| Ukraine | 597504 | AT: 0.9; BE: 25; BG: 234; CH: 1.5
Note on D4: ese-veda04: http://www.thermogis.nl/worldviewer/ThermoGISWorldEdition.html
Note on T9: Maurizio Gargiulo: See also the SubRes_Trans file, sheet TechSelection
Note on T13: Maurizio Gargiulo: See also the SubRes_Trans file, sheet TechSelection
Note on T24: Maurizio Gargiulo: See also the SubRes_Trans file, sheet TechSelection
Note on B26: ese-veda04: Efficiency from heat to electricity.
Note on C27: ese-veda04: I finally understand the factor 1.0507 used by GEOELEC to convert TC[PJ/km2] into TP [MW/km2]. TP [MW/km2] = 1.057* TC[PJ/km2] * R. It comes from 1000000/(3,6 x 8760) x 1/30 = 1.057 The first factor is simply units conversion and the second factor is the 30 years. They take R = 12.5% so my impression is that with the MWs from GEOELEC, every year 1/30th of 12.5% of the heat in place is disappearing. The last step for the "Realistic Technical Potential", so the economic, does not seem to be very binding in 2050 as they assume it to be very cheap by then. If we change the 30 years by 300 years, which for deep geothermal can be considered the recovery period, we get something very very close to what I calculated to be the renewable potential. Our plan is to use 300 years, so simply divide by factor 10 and show in our reports the comparison with the renewable potential.
Note on C30: ese-veda04: Sanyal 2005 definition. Sustainable capacity is typically an order of magnitude higher than renewable capacity. Specifically, sustainable capacity (Es) is a multiple, α, of renewable capacity (Er), where α ranges from about 5 to 45, with a value of 10 most likely. 30 years and recovery of 100-300 years However with a recovery that is 7 times higher than the project lifetime (200 vs 30), one can only exploit 1/7th of the surface.

## Sheet3
k | 2.5 | W/mK
| W/m2 | Cels | Cels | W/m3 | W/m2 | Temperature at depth using the T2000 | [9 empty] | Temperature at depth
| qo | To | T2000 | A | q2000 | 1000 | 2000 | 3000 | 4000 | 5000 | 6000 | 7000 | 8000 | 9000 | 10000 | 1000 | 2000 | 3000 | 4000 | 5000 | 6000 | 7000 | 8000 | 9000 | 10000
Germany | 0.074 | 9 | 75.8 | 3.2308e-06 | 0.067538 | 48.1385 | 75.8 | 102.1692 | 127.2462 | 151.0308 | 173.5231 | 194.7231 | 214.6308 | 233.2462 | 250.5692 | 37.9538 | 65.6154 | 91.9846 | 117.0615 | 140.8462 | 163.3385 | 184.5385 | 204.4462 | 223.0615 | 240.3846
France | 0.0874 | 12 | 76.1 | 4.2615e-06 | 0.087391 | 40.2911 | 76.1 | 110.2043 | 142.604 | 173.299 | 202.2894 | 229.5753 | 255.1565 | 279.0331 | 301.205 | 46.1077 | 78.5108 | 109.2092 | 138.2031 | 165.4923 | 191.0769 | 214.9569 | 237.1323 | 257.6031 | 276.3692
Croatia | 0.0555 | 11.8 | 80.7 | 1.8077e-06 | 0.055496 | 58.1399 | 80.7 | 102.537 | 123.651 | 144.0418 | 163.7096 | 182.6543 | 200.8759 | 218.3745 | 235.15 | 33.6385 | 54.7538 | 75.1462 | 94.8154 | 113.7615 | 131.9846 | 149.4846 | 166.2615 | 182.3154 | 197.6462

## Geoth OLD
| xxx~UC_Sets: R_E: AllRegions | [34 empty] | Assumptions
The same data used for
|  |  | Maximum Geothermal Hot Dry Rock Capacity | [32 empty] | EL | Sl | Sl |  | BG | BG
xxx~UC_T: UC_RHSRTS~UP
UC_N | Pset_PN | Cset_CN | Year | UC_CAP | UC_RHSRTS~UP~0 | AT | BE | BG | CH | CY | CZ | DE | DK | EE | ES | FI | FR | EL | HU | IE | IS | IT | LT | LU | LV | MT | NL | NO | PL | PT | RO | SE | SI | SK | UK | AL | BA | HR | ME | MK | RS
AU_ELC_GHRCAP | EUGEOE* |  | 2010 | 1 | 15 | 0 | 0 | 0 | 0 | 0 | 0.18653 | 0 | 0 | 0 | 0 | 0 | 0 | 0 | 0.074611 | 0 |  | 0 | 0 | 0 | 0 | 0 | 0 | 0 | 0.18056 | 0 | 0 | 0 | 0 | 0.005372 | 0 | 0 | 0 | 0 | 0 | 0 | 0
| EUGEOE* |  | 2015 | 1 |  | CZ: 0.26114; ES: 0; HU: 0.074611; PL: 0.25125; SK: 0.0059092
| EUGEOE* |  | 2020 | 1 |  | CZ: 0.41036; ES: 0.8; HU: 0.074611; PL: 0.32195; SK: 0.0065001
| EUGEOE* |  | 2030 | 1 |  | 0 | 0 | 0 | 0 | 0 | 0.89534 | 0 | 0 | 0 | 1.4 | 0 | 0 | 0 | 0.074611 | 0 |  | 0 | 0 | 0 | 0 | 0 | 0 | 0 | 0.46334 | 0.05 | 0 | 0 | 0 | 0.0078652 | 0 | 0 | 0 | 0 |  | 0 | 0
| EUGEOE* |  | 2050 | 1 |  | 0 | 0 | 0 | 0 | 0 | 0.89534 | 0 | 0 | 0 | 1.4 | 0 | 0 | 0 | 0.074611 | 0 | 0 | 0 | 0 | 0 | 0 | 0 | 0 | 0 | 0.46334 | 0.05 | 0 | 0 | 0 | 0.0078652 | 0 | 0 | 0 | 0 | 0 | 0 | 0
Maximum Geothermal Dry Steam & Flash Power Plants (>180°C)
xxx~UC_T: UC_RHSRTS~UP
WN: removed as we think this is too restrictive
UC_N | Pset_PN | Cset_CN | Year | UC_CAP | UC_RHSRTS~UP~0 | AT | BE | BG | CH | CY | CZ | DE | DK | EE | ES | FI | FR | EL | HU | IE | IS | IT | LT | LU | LV | MT | NL | NO | PL | PT | RO | SE | SI | SK | UK | AL | BA | HR | ME | MK | RS
AU_ELC_GSTCAP | EUSTGEO*,EUGEO* |  | 2006 | 1 | 15 | BG: 0; IS: 0.2; PT: 0.023; AL: 0; BA: 0; HR: 0; ME: 0; MK: 0; RS: 0
| EUSTGEO*,EUGEO* |  | 2010 | 1 |  | 0 | 0 |  | 0 | 0 | 0 | 0.15944 | 0 | 0 | 0 | 0 | 0 | 0 | 0 | 0 |  | 0.791 | 0 | 0 | 0 | 0 | 0 | 0 | 0 | 0.03 | 0 | 0 | 0 | 0 | 0
| EUSTGEO*,EUGEO* |  | 2015 | 1 |  | DE: 0.26002; PT: 0.033; RO: 0.01
| EUSTGEO*,EUGEO* |  | 2020 | 1 |  | BG: 0.093333; DE: 0.40693; EL: 0.12; IT: 0.81; PT: 0.052; RO: 0.025; AL: 0.12; MK: 0.093333; RS: 0.093333
| EUSTGEO*,EUGEO* |  | 2030 | 1 |  | 0 | 0 |  | 0 | 0 | 0 | 0.7655 | 0 | 0 | 0 | 0 | 0 | 0.2 | 0 | 0 | 0.65 | 0.81 | 0 | 0 | 0 | 0 | 0 | 0 | 0 |  | 0.1 | 0 | 0 | 0 | 0 | 0.2
| EUSTGEO*,EUGEO* |  | 2050 | 1 |  | 0 | 0 |  | 0 | 0 | 0 | 0.7655 | 0 | 0 | 0 | 0 | 0 | 0.2 | 0 | 0 |  | 0.81 | 0 | 0 | 0 | 0 | 0 | 0 | 0 | 0.052 | 0.1 | 0 | 0 | 0 | 0 | 0.2 | 0 | 0 | 0
Maximum Geothermal Total Production
xxx~UC_T: UC_RHSRTS~UP
UC_N | Pset_PN | Cset_CN | Year | UC_FLO | UC_RHSRTS~UP~0 | AT | BE | BG | CH | CY | CZ | DE | DK | EE | ES | FI | FR | EL | HU | IE | IS | IT | LT | LU | LV | MT | NL | NO | PL | PT | RO | SE | SI | SK | UK | AL | BA | HR | ME | MK | RS
AU_ELC_GEOACT | EUSTGEO*,EUGEO* | ELCHIG,ELCMED,ELCLOW,INDELC | 2006 | 1 | 15 | 0 | 0 | 0 | 0 | 0 | 0 | 0 | 0 | 0 | 0 | 0 | 0 | 0 | 0 | 0 | 5.4 | 19.8 | 0 | 0 | 0 | 0 | 0 | 0 | 0 | 0 | 0 | 0 | 0 | 0 | 0 | 0 | 0 | 0 | 0 | 0 | 0
| EUSTGEO*,EUGEO* | ELCHIG,ELCMED,ELCLOW,INDELC | 2010 | 1 |  | 0 | 0 |  | 0 | 0 | 5 | 4.2737 | 0 | 0 | 0 | 0 | 0 | 0 | 2.16 | 0 |  |  | 0 | 0 | 0 | 0 | 0 | 0 | 4.84 | 0.4 | 0 | 0 | 0 | 0.144 | 0 | 0 | 0 | 0
| EUSTGEO*,EUGEO* | ELCHIG,ELCMED,ELCLOW,INDELC | 2015 | 1 |  | CZ: 7; DE: 6.9703; ES: 0; EL: 0; HU: 2.16; PL: 6.735; SK: 0.1584; AL: 0
| EUSTGEO*,EUGEO* | ELCHIG,ELCMED,ELCLOW,INDELC | 2020 | 1 |  | BG: 2.52; CZ: 11; DE: 10.9077; ES: 20.844; HU: 2.16; IT: 26.172; PL: 8.63; PT: 1.08; SK: 0.17424; MK: 2.52; RS: 2.52
| EUSTGEO*,EUGEO* | ELCHIG,ELCMED,ELCLOW,INDELC | 2030 | 1 |  | 0 | 0 |  | 0 | 0 | 24 | 20.52 | 0 | 0 | 34.776 | 0 | 0 |  | 2.16 | 0 |  | 26.172 | 0 | 0 | 0 | 0 | 0 | 0 | 12.6 |  | 0 | 0 | 0 | 0.21083 | 0
| EUSTGEO*,EUGEO* | ELCHIG,ELCMED,ELCLOW,INDELC | 2050 | 1 |  | 0 | 0 | 2.52 | 0 | 0 | 24 | 20.52 | 0 | 0 | 34.776 | 0 | 0 | 0 | 2.16 | 0 |  | 26.172 | 0 | 0 | 0 | 0 | 0 | 0 | 12.6 | 1.08 | 0 | 0 | 0 | 0.21083 | 0 | 0 | 0 | 0 | 0 | 2.52 | 2.52
xxx~TFM_INS
|  | TimeSlice | LimType | Attribute | Year | AT | BE | BG | CH | CY | CZ | DE | DK | EE | ES | FI | FR | EL | HU | IE | IS | IT | LT | LU | LV | MT | NL | NO | PL | PT | RO | SE | SI | SK | UK | AL | BA | HR | ME | MK | RS | Pset_PN
|  |  | FX | NCAP_BND | 0 | 2 | 2 | 2 | 2 | 2 |  | 2 | 2 | 2 |  | 2 | 2 | 2 |  | 2 | 2 | 2 | 2 | 2 | 2 | 2 | 2 | 2 |  |  | 2 | 2 | 2 |  | 2 | 2 | 2 | 2 | 2 | 2 | 2 | EUGEOE*
|  |  | FX | NCAP_BND | 0 | 2 | 2 |  | 2 | 2 | 2 |  | 2 | 2 | 2 | 2 | 2 |  | 2 | 2 |  |  | 2 | 2 | 2 | 2 | 2 | 2 | 2 |  |  | 2 | 2 | 2 | 2 |  | 2 | 2 | 2 |  |  | EUSTGEO*,EUGEO*
Note on V7: Maurizio Gargiulo: See also the SubRes_Trans file, sheet TechSelection
Note on V18: Maurizio Gargiulo: See also the SubRes_Trans file, sheet TechSelection
Note on V19: Direct Edit[250909]: Conflict with RESID... dont know how it was working so far! OldValue: 0.13
Note on V28: Maurizio Gargiulo: See also the SubRes_Trans file, sheet TechSelection
Note on C38: KanORS: since UC relaxation adds .001.

## Ocean
| ~UC_Sets: R_E: AllRegions | [34 empty] | Assumptions
The same data used for
|  |  | Maximum Near Shore Wave Production | [32 empty] | EL/3 |  | EL/3
~UC_T: UC_RHSRTS~UP
UC_N | Pset_PN | Cset_CN | Year | UC_FLO | UC_RHSRTS~UP~0 | AT | BE | BG | CH | CY | CZ | DE | DK | EE | ES | FI | FR | EL | HU | IE | IS | IT | LT | LU | LV | MT | NL | NO | PL | PT | RO | SE | SI | SK | UK | AL | BA | HR | ME | MK | RS
AU_ELC_NWAVEACT | EUOCEWAV01 | ELCHIG,ELCMED,ELCLOW,INDELC | 2006 | 1 | 15 |  | 0 | 0 |  | 0 |  | 0 |  | 0 |  |  |  |  | 0 |  |  | 0 | 0 | 0 | 0 | 0 | 0 | 0 | 0 | 0 | 0 | 0 | 0 | 0 | 0 | 0 |  | 0 |  | 0
| EUOCEWAV01 | ELCHIG,ELCMED,ELCLOW,INDELC | 2010 | 1 |  |  | 0 | 0 |  | 0 |  | 0 | 0 | 0 | 127.8 | 0 | 84.6 | 0 | 0 | 561.6 |  | 0 | 0 | 0 | 0 | 0 | 0 | 0 | 2.34 | 0 | 0 | 0 | 0 | 0 | 703.8 | 0 |  | 0 |  | 0
| EUOCEWAV01 | ELCHIG,ELCMED,ELCLOW,INDELC | 2030 | 1 |  | BG: 0; DE: 0; DK: 0; EE: 0; ES: 59.76; FR: 62.64; HU: 0; IE: 285.12; LU: 0; LV: 0; PT: 0; SI: 0; SK: 0; UK: 374.4; MK: 0
| EUOCEWAV01 | ELCHIG,ELCMED,ELCLOW,INDELC | 2050 | 1 |  |  | 0.108 | 0 |  | 0.1728 |  | 0 | 23.04 | 0 | 120.96 | 1.1088 | 101.52 | 2.8872 | 0 | 336.24 |  | 2.3184 | 0.0144 | 0 | 0 | 0.0432 | 0.7416 | 15.84 | 4.68 | 56.16 | 0.036 | 2.16 | 0 | 0 | 410.4 | 0.9624 |  | 0.9624 |  | 0
|  |  | Maximum Off Shore Wave Production |  |  | AL: EL/3; HR: EL/3
~UC_T: UC_RHSRTS~UP
UC_N | Pset_PN | Cset_CN | Year | UC_FLO | UC_RHSRTS~UP~0 | AT | BE | BG | CH | CY | CZ | DE | DK | EE | ES | FI | FR | EL | HU | IE | IS | IT | LT | LU | LV | MT | NL | NO | PL | PT | RO | SE | SI | SK | UK | AL | BA | HR | ME | MK | RS
AU_ELC_OffWAVEACT | EUOCEWAV02 | ELCHIG,ELCMED,ELCLOW,INDELC | 2010 | 1 | 15 |  | 0 | 0 |  | 0 |  | 0 |  | 0 | 0 | 0 | 0 | 0 | 0 | 0 |  | 0 | 0 | 0 | 0 | 0 | 0 | 0 | 0 | 0 | 0 | 0 | 0 | 0 | 0 | 0 |  | 0 |  | 0
| EUOCEWAV02 | ELCHIG,ELCMED,ELCLOW,INDELC | 2030 | 1 |  | BG: 0; DE: 0; DK: 0; EE: 0; ES: 239.04; FR: 250.56; HU: 0; IE: 1140.48; LU: 0; LV: 0; PT: 0; SI: 0; SK: 0; UK: 1497.6; MK: 0
| EUOCEWAV02 | ELCHIG,ELCMED,ELCLOW,INDELC | 2050 | 1 |  |  | 0.432 | 0 |  | 0.6912 |  | 0 | 92.16 | 0 | 483.84 | 4.4352 | 406.08 | 11.5488 | 0 | 1344.96 |  | 9.2736 | 0.0576 | 0 | 0 | 0.1728 | 2.9664 | 63.36 | 18.72 | 224.64 | 0.144 | 8.64 | 0 | 0 | 1641.6 | 3.8496 |  | 3.8496 |  | 0
~TFM_INS
|  | TimeSlice | LimType | Attribute | Year | AT | BE | BG | CH | CY | CZ | DE | DK | EE | ES | FI | FR | EL | HU | IE | IS | IT | LT | LU | LV | MT | NL | NO | PL | PT | RO | SE | SI | SK | UK | AL | BA | HR | ME | MK | RS | Pset_PN
|  |  | FX | NCAP_BND | 0 | 2 | 2 | 2 | 2 | 2 | 2 | 2 |  | 2 |  | 2 |  | 2 | 2 |  | 2 | 2 | 2 | 2 | 2 | 2 | 2 | 2 | 2 |  | 2 | 2 | 2 | 2 |  | 2 | 2 | 2 | 2 | 2 | 2 | EUOCEWAV*
|  |  | Wave potential |  |  | AT | BE | BG | CH | CY | CZ | DE | DK | EE | ES | FI | FR | EL | HU | IE | IS | IT | LT | LU | LV | MT | NL | NO | PL | PT | RO | SE | SI | SK | UK | AL | BA | HR | ME | MK | RS
| Source: SI ocean, received on 21 may 2014 |  | Round 1 | TWh | 2010 | ES: 71; FR: 47; IE: 312; UK: 391
| Except for following countries, where old potentials is assumed: |  | Round 2 |  | 2030 | ES: 83; FR: 87; IE: 396; UK: 520
| BE, CY, FI, EL, IT, LT, MT, NL, NO, PL, RO, SE, AL, HR |  | Round 3 |  | 2050 | DK: 32; ES: 168; FR: 141; IE: 467; PT: 78; UK: 570
|  |  |  | PJ | 2010 | 0 | 0 | 0 | 0 | 0 | 0 | 0 | 0 | 0 | 255.6 | 0 | 169.2 | 0 | 0 | 1123.2 | 0 | 0 | 0 | 0 | 0 | 0 | 0 | 0 | 4.68 | 0 | 0 | 0 | 0 | 0 | 1407.6 | 0 |  | 0 |  | 0
[5 empty] | 2030 | AT: 0; BG: 0; CH: 0; CZ: 0; DE: 0; DK: 0; EE: 0; ES: 298.8; FR: 313.2; HU: 0; IE: 1425.6; IS: 0; LU: 0; LV: 0; PT: 0; SI: 0; SK: 0; UK: 1872
[5 empty] | 2050 | 0 | 0.54 | 0 | 0 | 0.864 | 0 | 0 | 115.2 | 0 | 604.8 | 5.544 | 507.6 | 14.436 | 0 | 1681.2 | 0 | 11.592 | 0.072 | 0 | 0 | 0.216 | 3.708 | 79.2 | 23.4 | 280.8 | 0.18 | 10.8 | 0 | 0 | 2052 | 4.812 |  | 4.812 |  | 0
|  |  | Maximum Tide Production |  |  | AL: EL/3; HR: EL/3
~UC_T: UC_RHSRTS~UP
UC_N | Pset_PN | Cset_CN | Year | UC_FLO | UC_RHSRTS~UP~0 | AT | BE | BG | CH | CY | CZ | DE | DK | EE | ES | FI | FR | EL | HU | IE | IS | IT | LT | LU | LV | MT | NL | NO | PL | PT | RO | SE | SI | SK | UK | AL | BA | HR | ME | MK | RS
AU_ELC_TIDACT | EUOCETID*,-EUOCETID00 | ELCHIG,ELCMED,ELCLOW,INDELC | 2006 | 1 | 15 |  | 0 | 0 |  | 0 |  | 0 | 0 | 0 | 0 | 0 | 0 | 0 | 0 | 0 |  | 0 | 0 | 0 | 0 | 0 | 0 | 0 | 0 | 0 | 0 | 0 | 0 | 0 | 0 | 0 |  | 0 |  | 0
| EUOCETID*,-EUOCETID00 | ELCHIG,ELCMED,ELCLOW,INDELC | 2010 | 1 |  |  | 0 | 0 |  | 0 |  | 2.88 | 0 | 0 | 0.468 | 0 | 159.84 | 0 | 0 | 28.8 |  | 0 | 0 | 0 | 0 | 0 | 6.48 | 0 | 0 | 0 | 0 | 0 | 0 | 0 | 180.72 | 0 |  | 0 |  | 0
| EUOCETID*,-EUOCETID00 | ELCHIG,ELCMED,ELCLOW,INDELC | 2030 | 1 |  |  | 0 | 0 |  | 0 |  | 2.88 | 0 | 0 | 0.468 | 0 | 159.84 | 0 | 0 | 34.2 |  | 0 | 0 | 0 | 0 | 0 | 6.48 | 0 | 0 | 0 | 0 | 0 | 0 | 0 | 180.72 | 0 |  | 0 |  | 0
| EUOCETID*,-EUOCETID00 | ELCHIG,ELCMED,ELCLOW,INDELC | 2050 | 1 |  |  | 0 | 0 |  | 0 |  | 2.88 | 0 | 0 | 0.468 | 0 | 159.84 | 0 | 0 | 39.6 |  | 0 | 0 | 0 | 0 | 0 | 6.48 | 0 | 0 | 0 | 0 | 0 | 0 | 0 | 180.72 | 0 |  | 0 |  | 0
~TFM_INS
|  | TimeSlice | LimType | Attribute | Year | AT | BE | BG | CH | CY | CZ | DE | DK | EE | ES | FI | FR | EL | HU | IE | IS | IT | LT | LU | LV | MT | NL | NO | PL | PT | RO | SE | SI | SK | UK | AL | BA | HR | ME | MK | RS | Pset_PN
|  |  | FX | NCAP_BND | 0 | 2 | 2 | 2 | 2 | 2 | 2 | 2 |  | 2 |  | 2 |  | 2 | 2 |  | 2 | 2 | 2 | 2 | 2 | 2 | 2 | 2 | 2 |  | 2 | 2 | 2 | 2 |  | 2 | 2 | 2 | 2 | 2 | 2 | EUOCETID*,-EUOCETID00
|  | Tidal potential |  |  |  | AT | BE | BG | CH | CY | CZ | DE | DK | EE | ES | FI | FR | EL | HU | IE | IS | IT | LT | LU | LV | MT | NL | NO | PL | PT | RO | SE | SI | SK | UK | AL | BA | HR | ME | MK | RS
| Source: INTECH 2011, Tidal Power in the UK and worldwide to reduce GHG emissions |  |  | TWh | 2010 | DE: 0.8; ES: 0.13; FR: 44.4; IE: 8; NL: 1.8; UK: 50.2
| To be updated with rounds of SI Ocean - note that now assumed constant over time |  |  |  | 2030 | DE: 0.8; ES: 0.13; FR: 44.4; IE: 9.5; NL: 1.8; UK: 50.2; AL: 0; BA: 0; HR: 0; ME: 0; MK: 0; RS: 0
| Source: SI ocean, received on 21 may 2014 for 2050 for IE only for now |  | Round 3 |  | 2050 | DE: 0.8; ES: 0.13; FR: 44.4; IE: 11; NL: 1.8; UK: 50.2
|  |  |  | PJ | 2010 | 0 | 0 | 0 | 0 | 0 | 0 | 2.88 | 0 | 0 | 0.468 | 0 | 159.84 | 0 | 0 | 28.8 | 0 | 0 | 0 | 0 | 0 | 0 | 6.48 | 0 | 0 | 0 | 0 | 0 | 0 | 0 | 180.72
[5 empty] | 2030 | 0 | 0 | 0 | 0 | 0 | 0 | 2.88 | 0 | 0 | 0.468 | 0 | 159.84 | 0 | 0 | 34.2 | 0 | 0 | 0 | 0 | 0 | 0 | 6.48 | 0 | 0 | 0 | 0 | 0 | 0 | 0 | 180.72
[5 empty] | 2050 | 0 | 0 | 0 | 0 | 0 | 0 | 2.88 | 0 | 0 | 0.468 | 0 | 159.84 | 0 | 0 | 39.6 | 0 | 0 | 0 | 0 | 0 | 0 | 6.48 | 0 | 0 | 0 | 0 | 0 | 0 | 0 | 180.72
from INTECH
|  | 1 TWh --> PJ | 3.6 |  |  | AT: not available
Other - no potential for tidal
Note on A8: ese-veda04: 10% of total wave potential for nearshore (accounting for env and competing uses)
Note on H15: ese-veda04: Data missing - keep old data FOR 2050!
Note on K15: ese-veda04: Data missing - keep old data for 2050
Note on Q15: ese-veda04: Data missing - keep old data for 2050
Note on S15: ese-veda04: Data missing - keep old data for 2050
Note on W15: ese-veda04: Data missing - keep old data for 2050
Note on AA15: ese-veda04: Data missing - keep old data for 2050
Note on AB15: ese-veda04: Data missing - keep old data for 2050
Note on AC15: ese-veda04: Data missing - keep old data for 2050
Note on AD15: ese-veda04: Data missing - keep old data for 2050
Note on AG15: ese-veda04: Data missing - keep old data for 2050
Note on AK15: ese-veda04: Data missing - keep old data for 2050
Note on AM15: ese-veda04: Data missing - keep old data for 2050

## Ocean OLD
| UC_Sets: R_E: AllRegions | [34 empty] | Assumptions
The same data used for
|  |  | Maximum Wave & Tide Production | [32 empty] | EL/3 |  | EL/3
UC_T: UC_RHSRTS~UP
UC_N | Pset_PN | Cset_CN | Year | UC_FLO | UC_RHSRTS~UP~0 | AT | BE | BG | CH | CY | CZ | DE | DK | EE | ES | FI | FR | EL | HU | IE | IS | IT | LT | LU | LV | MT | NL | NO | PL | PT | RO | SE | SI | SK | UK | AL | BA | HR | ME | MK | RS
AU_ELC_OCEACT | EUOCE* | ELCHIG,ELCMED,ELCLOW,INDELC | 2006 | 1 | 15 |  | 0 | 0 |  | 0 |  | 0 | 0 | 0 | 0 | 0 | 0 | 0 |  | 0 |  | 0 | 0 | 0 | 0 | 0 | 0 | 0 | 0 | 0 | 0 | 0 | 0 | 0 | 0 | 0 | 0 | 0 | 0 | 0 | 0
| EUOCE* | ELCHIG,ELCMED,ELCLOW,INDELC | 2010 | 1 |  | BE: 0; CY: 0; DK: 0; ES: 0; FI: 0; EL: 0; IT: 0; LT: 0; MT: 0; NL: 0; NO: 0; PL: 4.68; PT: 5.4; RO: 0; SE: 0; UK: 0; AL: 0; HR: 0
| EUOCE* | ELCHIG,ELCMED,ELCLOW,INDELC | 2015 | 1 |  | EL: 0; MT: 0; NO: 0; PL: 9.36; RO: 0; SE: 0; AL: 0; HR: 0
| EUOCE* | ELCHIG,ELCMED,ELCLOW,INDELC | 2020 | 1 |  | BE: 0.54; CY: 0.864; DK: 9.288; ES: 47.628; FI: 5.544; FR: 47.376; EL: 14.436; IE: 12.24; IT: 11.592; LT: 0.072; MT: 0.216; NL: 3.708; NO: 75.6; PL: 14.04; PT: 26.64; RO: 0; SE: 10.8; UK: 212.04; AL: 4.812; HR: 4.812
| EUOCE* | ELCHIG,ELCMED,ELCLOW,INDELC | 2030 | 1 |  | BG: 0; DE: 0; EE: 0; LU: 0; LV: 0; NO: 79.2; PL: 23.4; PT: 26.64; RO: 0.18; SI: 0; SK: 0
| EUOCE* | ELCHIG,ELCMED,ELCLOW,INDELC | 2050 | 1 |  |  | 0.54 | 0 |  | 0.864 |  | 0 | 9.288 | 0 | 47.628 | 5.544 | 55.8824 | 14.436 |  | 66.6 |  | 11.592 | 0.072 | 0 | 0 | 0.216 | 3.708 | 79.2 | 23.4 | 46.8 | 0.18 | 10.8 | 0 | 0 | 309.6 | 4.812 | 0 | 4.812 | 0 | 0 | 0
TFM_INS
|  | TimeSlice | LimType | Attribute | Year | AT | BE | BG | CH | CY | CZ | DE | DK | EE | ES | FI | FR | EL | HU | IE | IS | IT | LT | LU | LV | MT | NL | NO | PL | PT | RO | SE | SI | SK | UK | AL | BA | HR | ME | MK | RS | Pset_PN
|  |  | FX | NCAP_BND | 0 | AT: 2; BG: 2; CH: 2; CZ: 2; DE: 2; EE: 2; HU: 2; IS: 2; LU: 2; LV: 2; SI: 2; SK: 2; BA: 2; ME: 2; MK: 2; RS: 2 | EUOCE*
Note on G7: Maurizio Gargiulo: See also the SubRes_Trans file, sheet TechSelection
Note on J7: Maurizio Gargiulo: See also the SubRes_Trans file, sheet TechSelection
Note on L7: Maurizio Gargiulo: See also the SubRes_Trans file, sheet TechSelection
Note on T7: Maurizio Gargiulo: See also the SubRes_Trans file, sheet TechSelection
Note on V7: Maurizio Gargiulo: See also the SubRes_Trans file, sheet TechSelection
Note on D13: Maurizio Gargiulo: Source IER
Note on C16: KanORS: since UC relaxation adds .001.

## Sheet1
ANNUAL CAPACITY (MW). Source: EUROBSERVER | [14 empty] | ANNUAL CAPACITY (kW/capita) | [8 empty] | ACCUMULATED CAPACITY (MW). Source: EUROBSERVER
| 1 | 2008 | 2009 | 2010 | 2011 | 2012 | 2013 |  |  | Moving average | [14 empty] | 1 | 2008 | 2009 | 2010 | 2011 | 2012 | 2013
1 | 2 | 3 | 4 | 5 | 6 | 7 | 8 | MAX |  | 2008-2010 | 2009-2011 | 2010-2012 | 2011-2013 | MAX |  |  | 2008 | 2009 | 2010 | 2011 | 2012 | 2013 | MAX | 1 | 2 | 3 | 4 | 5 | 6 | 7 | 8 |  | POP 2010
AT | 3 | 5 | 20 | 43 | 92 | 235 | 269 | 269 | AT | 22.6667 | 51.6667 | 123.3333 | 198.6667 | 198.6667 |  | AT | 0.00059699 | 0.002388 | 0.0051342 | 0.010985 | 0.028059 | 0.032118 | 0.032118 | AT | 3 | 32 | 53 | 96 | 187 | 422 | 690 | AT | 8375290
BE | 4 | 49 | 503 | 731 | 996 | 531 | 215 | 996 | BE | 427.6667 | 743.3333 | 752.6667 | 580.6667 | 752.6667 |  | BE | 0.0045203 | 0.046403 | 0.067436 | 0.091883 | 0.048986 | 0.019834 | 0.091883 | BE | 4 | 71 | 574 | 1037 | 2051 | 2581 | 2983 | BE | 10839905
BG | 5 | 1 | 4 | 27 | 180 | 721 | 104 | 721 | BG | 10.6667 | 70.3333 | 309.3333 | 335 | 335 |  | BG | 0.00013221 | 0.00052884 | 0.0035697 | 0.023798 | 0.095324 | 0.01375 | 0.095324 | BG | 5 | 1 | 6 | 32 | 212 | 933 | 1019 | BG | 7563710
CY | 6 | 1 | 1 | 3 | 4 | 7 | 18 | 18 | CY | 1.6667 | 2.6667 | 4.6667 | 9.6667 | 9.6667 |  | CY | 0.0012451 | 0.0012451 | 0.0037353 | 0.0049804 | 0.0087157 | 0.022412 | 0.022412 | CY | 6 | 2 | 3 | 6 | 10 | 17 | 35 | CY | 803147
CZ | 7 | 49 | 409 | 1496 | - | 109 | 110 | 1496 | CZ | 651.3333 | 952.5 | 802.5 | 109.5 | 952.5 |  | CZ | 0.0046636 | 0.038927 | 0.14238 |  | 0.010374 | 0.010469 | 0.14238 | CZ | 7 | 55 | 463 | 1959 | 1913 | 2022 | 2133 | CZ | 10506813
DE | 8 | 1814 | 3940 | 7411 | 7490 | 7604 | 3310 | 7604 | DE | 4388.3333 | 6280.3333 | 7501.6667 | 6134.6667 | 7501.6667 |  | DE | 0.022175 | 0.048165 | 0.090597 | 0.091562 | 0.092956 | 0.040463 | 0.092956 | DE | 8 | 6019 | 9959 | 17370 | 25094 | 32698 | 36013 | DE | 81802257
DK | 9 | 0 | 1 | 3 | 10 | 375 | 155 | 375 | DK | 1.3333 | 4.6667 | 129.3333 | 180 | 180 |  | DK | 0 | 0.00018068 | 0.00054203 | 0.0018068 | 0.067754 | 0.028005 | 0.067754 | DK | 9 | 3 | 5 | 7 | 17 | 399 | 531 | DK | 5534738
EE | 10 | - | 0 | - | 0 | - | - | 0 | EE | 0 | 0 | 0 | 0 | 0 |  | EE |  | 0 |  | 0 |  |  | 0 | EE | 10 | - | 0 | 0 | 0 | 0 | 0 | EE | 1340127
EL | 11 | 9 | 37 | 150 | 426 | 912 | 1043 | 1043 | EL | 65.3333 | 204.3333 | 496 | 793.6667 | 793.6667 |  | EL | 0.0007961 | 0.0032729 | 0.013268 | 0.037682 | 0.080671 | 0.092259 | 0.092259 | EL | 11 | 19 | 55 | 205 | 631 | 1543 | 2586 | EL | 11305118
ES | 12 | 2687 | 17 | 371 | 379 | 194 | 102 | 2687 | ES | 1025 | 255.6667 | 314.6667 | 225 | 1025 |  | ES | 0.058427 | 0.00036965 | 0.0080671 | 0.0082411 | 0.0042184 | 0.0022179 | 0.058427 | ES | 12 | 3421 | 3438 | 3859 | 4322 | 4517 | 4705 | ES | 45989016
FI | 13 | 1 | 2 | 2 | 2 | - | - | 2 | FI | 1.6667 | 2 | 2 | 2 | 2 |  | FI | 0.00018687 | 0.00037373 | 0.00037373 | 0.00037373 |  |  | 0.00037373 | FI | 13 | 6 | 8 | 10 | 11 | 11 | 11 | FI | 5351427
FR | 14 | 63 | 221 | 862 | 1756 | 1079 | 613 | 1756 | FR | 382 | 946.3333 | 1232.3333 | 1149.3333 | 1232.3333 |  | FR | 0.0010032 | 0.0035192 | 0.013726 | 0.027962 | 0.017182 | 0.0097613 | 0.027962 | FR | 14 | 114 | 335 | 1197 | 2949 | 4028 | 4698 | FR | 62799180
HR | 15 | [5 empty] | 17 | 17 | HR |  |  |  | 17 | 17 |  | HR | [6 empty] | 0 | HR | 15 | [5 empty] | 22
HU | 16 | 0 | 0 | 1 | 1 | 1 | 3 | 3 | HU | 0.33333 | 0.66667 | 1 | 1.6667 | 1.6667 |  | HU | 0 | 0 | 9.9857e-05 | 9.9857e-05 | 9.9857e-05 | 0.00029957 | 0.00029957 | HU | 16 | 1 | 1 | 2 | 3 | 4 | 15 | HU | 10014324
IE | 17 | - | 0 | 0 | - | - | 0 | 0 | IE | 0 | 0 | 0 | 0 | 0 |  | IE |  | 0 | 0 |  |  | 0 | 0 | IE | 17 | 0 | 1 | 1 | 1 | 1 | 1 | IE | 4467854
IT | 18 | 338 | 699 | 2326 | 9303 | 3578 | 1462 | 9303 | IT | 1121 | 4109.3333 | 5069 | 4781 | 5069 |  | IT | 0.0056016 | 0.011584 | 0.038548 | 0.15418 | 0.059297 | 0.024229 | 0.15418 | IT | 18 | 459 | 1157 | 3484 | 12783 | 16431 | 17614 | IT | 60340328
LT | 19 | 0 | 0 | - | - | 6 | 62 | 62 | LT | 0 | 0 | 6 | 34 | 34 |  | LT | 0 | 0 |  |  | 0.0018023 | 0.018624 | 0.018624 | LT | 19 | 0 | 0 | 0 | 0 | 6 | 68 | LT | 3329039
LU | 20 | 1 | 2 | 3 | 11 | 33 | 23 | 33 | LU | 2 | 5.3333 | 15.6667 | 22.3333 | 22.3333 |  | LU | 0.0019918 | 0.0039835 | 0.0059753 | 0.021909 | 0.065728 | 0.045811 | 0.065728 | LU | 20 | 25 | 26 | 30 | 41 | 74 | 100 | LU | 502066
LV | 21 | - | 0 | - | 2 | - | - | 2 | LV | 0 | 1 | 2 | 2 | 2 |  | LV |  | 0 |  | 0.00088953 |  |  | 0.00088953 | LV | 21 | - | - | - | 2 | 2 | 2 | LV | 2248374
MT | 22 | 0 | 1 | 2 | 3 | 12 | 6 | 12 | MT | 1 | 2 | 5.6667 | 7 | 7 |  | MT | 0 | 0.0024215 | 0.004843 | 0.0072645 | 0.029058 | 0.014529 | 0.029058 | MT | 22 | 0 | 2 | 4 | 7 | 19 | 25 | MT | 412970
NL | 23 | 4 | 11 | 21 | 58 | 219 | 300 | 300 | NL | 12 | 30 | 99.3333 | 192.3333 | 192.3333 |  | NL | 0.00024133 | 0.00066365 | 0.001267 | 0.0034992 | 0.013213 | 0.0181 | 0.0181 | NL | 23 | 57 | 68 | 88 | 146 | 365 | 665 | NL | 16574989
PL | 24 | 0 | 0 | 0 | 1 | 1 | 1 | 1 | PL | 0 | 0.33333 | 0.66667 | 1 | 1 |  | PL | 0 | 0 | 0 | 2.62e-05 | 2.62e-05 | 2.62e-05 | 2.62e-05 | PL | 24 | 1 | 1 | 2 | 2 | 3 | 4 | PL | 38167329
PT | 25 | 50 | 34 | 29 | 38 | 70 | 53 | 70 | PT | 37.6667 | 33.6667 | 45.6667 | 53.6667 | 53.6667 |  | PT | 0.0047003 | 0.0031962 | 0.0027261 | 0.0035722 | 0.0065804 | 0.0049823 | 0.0065804 | PT | 25 | 68 | 102 | 131 | 172 | 242 | 281 | PT | 10637713
RO | 26 | 0 | 0 | 1 | 2 | 3 | 973 | 973 | RO | 0.33333 | 1 | 2 | 326 | 326 |  | RO | 0 | 0 | 4.6594e-05 | 9.3187e-05 | 0.00013978 | 0.045336 | 0.045336 | RO | 26 | 1 | 1 | 2 | 4 | 6 | 1022 | RO | 21462186
SE | 27 | 2 | 1 | 3 | 4 | 8 | 19 | 19 | SE | 2 | 2.6667 | 5 | 10.3333 | 10.3333 |  | SE | 0.00021412 | 0.00010706 | 0.00032118 | 0.00042823 | 0.00085647 | 0.0020341 | 0.0020341 | SE | 27 | 8 | 9 | 11 | 16 | 24 | 43 | SE | 9340682
SI | 28 | 1 | 7 | 174 | 55 | 117 | 33 | 174 | SI | 60.6667 | 78.6667 | 115.3333 | 68.3333 | 115.3333 |  | SI | 0.00048853 | 0.0034197 | 0.085003 | 0.026869 | 0.057157 | 0.016121 | 0.085003 | SI | 28 | 2 | 9 | 46 | 100 | 217 | 255 | SI | 2046976
SK | 29 | 0 | 0 | 37 | 313 | 30 | - | 313 | SK | 12.3333 | 116.6667 | 126.6667 | 171.5 | 171.5 |  | SK | 0 | 0 | 0.0068204 | 0.057697 | 0.00553 |  | 0.057697 | SK | 29 | 0 | 0 | 174 | 487 | 517 | 537 | SK | 5424925
UK | 30 | 4 | 7 | 50 | 899 | 713 | 1031 | 1031 | UK | 20.3333 | 318.6667 | 554 | 881 | 881 |  | UK | 6.4508e-05 | 0.00011289 | 0.00080635 | 0.014498 | 0.011499 | 0.016627 | 0.016627 | UK | 30 | 23 | 30 | 77 | 995 | 1708 | 2739 | UK | 62008048
|  | 5080 | 5918 | 13746 | 22023 | 16558 | 9922 | 29280 | [8 empty] | 0.010177 | 0.011855 | 0.027537 | 0.044118 | 0.03317 | 0.019876 | 0.044118 |  |  | 10386 | 16305 | 29829 | 52156 | 68791 | 78798 |  | 499188531

## Countries
Austria | AT
Belgium | BE
Bulgaria | BG
Czech Republic | CZ
Denmark | DK
Germany | DE
Estonia | EE
Ireland | IE
Greece | EL
Spain | ES
France | FR
Croatia | HR
Italy | IT
Cyprus | CY
Latvia | LV
Lithuania | LT
Luxembourg | LU
Hungary | HU
Malta | MT
Netherlands | NL
Poland | PL
Portugal | PT
Romania | RO
Slovenia | SI
Slovakia | SK
Finland | FI
Sweden | SE
United Kingdom | UK
Iceland | IS
Liechtenstein
Norway | NO
Switzerland | CH
Montenegro | ME
Former Yugoslav Republic of Macedonia, the | MK
Albania | AL
Turkey
Serbia | RS
Bosnia and Herzegovina | BA
Kosovo (under United Nations Security Council Resolution 1244/99) | KS
Moldova
Ukraine